## 250822
8MW 해상기초 설계용 타워정보 | [8 empty] | WinDS3000/134 tower 정보 from 250617_3MW134_Decrypted.prj
Upper | Lower | Wall | Upper | Upper | Lower | Lower | Flange | Flange | Upper | Lower | Upper | Lower | Upper | Upper | Lower | Lower | Flange | Flange
height | height | thick- | outside | inside | outside | inside | Location | Mass | height | height | Wall | Wall | outside | inside | outside | inside | Location | Mass
above | above | ness, | diameter, | diameter, | diameter, | diameter, |  |  | above | above | thick- | thick- | diameter, | diameter, | diameter, | diameter,
ground, | ground, | ti | DO,i_UPR | DI,i_UPR | DO,i_LWR | DI,i_LWR |  |  | ground, | ground, | ness, | ness, | DO,i_UPR | DI,i_UPR | DO,i_LWR | DI,i_LWR
Hi_UPR | Hi_LWR | [7 empty] | Hi_UPR | Hi_LWR | ti | ti
[m] | [m] | [mm] | [mm] | [mm] | [mm] | [mm] | [-] | [kg] | [m] | [m] | [mm] | [mm] | [m] | [m] | [m] | [m] | [-] | [kg] | 무게
0.4 | 0 | 60 | 7000 | 6880 | 7000 | 6880 | T-FLG | 32902.3899 | 18 | 15 | 34 | 34 | 4.5 | 4.432 | 4.5 | 4.432 |  |  | 11234.1035
3.38 | 0.4 | 60 | 6970.8913 | 6850.8913 | 7000 | 6880 |  |  | 20.75 | 18 | 34 | 34 | 4.5 | 4.432 | 4.5 | 4.432 |  |  | 10297.9282
6.36 | 3.38 | 59 | 6941.7827 | 6823.7827 | 6970.8913 | 6852.8913 |  |  | 21 | 20.75 | 34 | 34 | 4.5 | 4.432 | 4.5 | 4.432 | L-FLG | 3685.565
8.36 | 6.36 | 59 | 6922.2466 | 6804.2466 | 6941.7827 | 6823.7827 |  |  | 21.25 | 21 | 34 | 34 | 4.5 | 4.432 | 4.5 | 4.432 | L-FLG | 3685.565
9.555 | 8.36 | 58 | 6910.5739 | 6794.5739 | 6922.2466 | 6806.2466 |  |  | 23.83 | 21.25 | 34 | 34 | 4.5 | 4.432 | 4.5 | 4.432 |  |  | 9661.329
11.535 | 9.555 | 57 | 6891.2332 | 6777.2332 | 6910.5739 | 6796.5739 |  |  | 25.8 | 23.83 | 32 | 32 | 4.5 | 4.436 | 4.5 | 4.436 |  |  | 6946.2258
14.515 | 11.535 | 56 | 6862.1245 | 6750.1245 | 6891.2332 | 6779.2332 |  |  | 28.4 | 25.8 | 30 | 30 | 4.5 | 4.44 | 4.5 | 4.44 |  |  | 8598.4794
17.495 | 14.515 | 54 | 6833.0159 | 6725.0159 | 6862.1245 | 6754.1245 |  |  | 31 | 28.4 | 28 | 28 | 4.5 | 4.444 | 4.5 | 4.444 |  |  | 8028.8382
20.475 | 17.495 | 52 | 6803.9072 | 6699.9072 | 6833.0159 | 6729.0159 |  |  | 33.6 | 31 | 26 | 26 | 4.5 | 4.448 | 4.5 | 4.448 |  |  | 7458.684
20.875 | 20.475 | 51 | 6800 | 6698 | 6803.9072 | 6701.9072 | L-FLG | 15502.721 | 36.2 | 33.6 | 26 | 26 | 4.5 | 4.448 | 4.5 | 4.448 |  |  | 7458.684
21.275 | 20.875 | 51 | 6800 | 6698 | 6800 | 6698 | L-FLG | 15502.721 | 38.8 | 36.2 | 26 | 26 | 4.5 | 4.448 | 4.5 | 4.448 |  |  | 7458.684
24.255 | 21.275 | 48 | 6690.9333 | 6594.9333 | 6800 | 6704 |  |  | 39 | 38.8 | 26 | 26 | 4.5 | 4.448 | 4.5 | 4.448 | L-FLG | 2751.025
27.235 | 24.255 | 48 | 6581.8666 | 6485.8666 | 6690.9333 | 6594.9333 |  |  | 39.2 | 39 | 26 | 26 | 4.5 | 4.448 | 4.5 | 4.448 | L-FLG | 2751.025
30.215 | 27.235 | 48 | 6472.7999 | 6376.7999 | 6581.8666 | 6485.8666 |  |  | 41.75 | 39.2 | 26 | 26 | 4.4429 | 4.3909 | 4.5 | 4.448 |  |  | 7221.8159
33.195 | 30.215 | 47 | 6363.7332 | 6269.7332 | 6472.7999 | 6378.7999 |  |  | 44.3 | 41.75 | 24 | 24 | 4.3857 | 4.3377 | 4.4429 | 4.3949 |  |  | 6583.0653
36.175 | 33.195 | 47 | 6254.6664 | 6160.6664 | 6363.7332 | 6269.7332 |  |  | 46.85 | 44.3 | 24 | 24 | 4.3286 | 4.2806 | 4.3857 | 4.3377 |  |  | 6496.8205
39.155 | 36.175 | 47 | 6145.5997 | 6051.5997 | 6254.6664 | 6160.6664 |  |  | 49.4 | 46.85 | 22 | 22 | 4.2714 | 4.2274 | 4.3286 | 4.2846 |  |  | 5879.1281
42.135 | 39.155 | 46 | 6036.533 | 5944.533 | 6145.5997 | 6053.5997 |  |  | 51.95 | 49.4 | 22 | 22 | 4.2143 | 4.1703 | 4.2714 | 4.2274 |  |  | 5800.0704
45.115 | 42.135 | 45 | 5927.4663 | 5837.4663 | 6036.533 | 5946.533 |  |  | 54.5 | 51.95 | 22 | 22 | 4.1571 | 4.1131 | 4.2143 | 4.1703 |  |  | 5721.0127
48.095 | 45.115 | 44 | 5818.3996 | 5730.3996 | 5927.4663 | 5839.4663 |  |  | 57.05 | 54.5 | 20 | 20 | 4.1 | 4.06 | 4.1571 | 4.1171 |  |  | 5131.5654
51.075 | 48.095 | 43 | 5709.3329 | 5623.3329 | 5818.3996 | 5732.3996 |  |  | 57.225 | 57.05 | 20 | 20 | 4.1 | 4.06 | 4.1 | 4.06 | L-FLG | 1807.995
51.33 | 51.075 | 43 | 5700 | 5614 | 5709.3329 | 5623.3329 | L-FLG | 6111.4858 | 57.4 | 57.225 | 20 | 20 | 4.1 | 4.06 | 4.1 | 4.06 | L-FLG | 1807.995
51.585 | 51.33 | 43 | 5700 | 5614 | 5700 | 5614 | L-FLG | 6111.4858 | 59.95 | 57.4 | 20 | 20 | 4.0324 | 3.9924 | 4.1 | 4.06 |  |  | 5046.541
54.485 | 51.585 | 42 | 5636.8683 | 5552.8683 | 5700 | 5616 |  |  | 62.5 | 59.95 | 20 | 20 | 3.9648 | 3.9248 | 4.0324 | 3.9924 |  |  | 4961.5165
57.385 | 54.485 | 41 | 5573.7366 | 5491.7366 | 5636.8683 | 5554.8683 |  |  | 65.05 | 62.5 | 20 | 20 | 3.8972 | 3.8572 | 3.9648 | 3.9248 |  |  | 4876.4921
60.285 | 57.385 | 40 | 5510.6049 | 5430.6049 | 5573.7366 | 5493.7366 |  |  | 67.6 | 65.05 | 18 | 18 | 3.8296 | 3.7936 | 3.8972 | 3.8612 |  |  | 4314.5848
63.185 | 60.285 | 38 | 5447.4732 | 5371.4732 | 5510.6049 | 5434.6049 |  |  | 70.15 | 67.6 | 18 | 18 | 3.762 | 3.726 | 3.8296 | 3.7936 |  |  | 4238.0628
66.085 | 63.185 | 37 | 5384.3415 | 5310.3415 | 5447.4732 | 5373.4732 |  |  | 72.7 | 70.15 | 18 | 18 | 3.6944 | 3.6584 | 3.762 | 3.726 |  |  | 4161.5408
68.985 | 66.085 | 36 | 5321.2098 | 5249.2098 | 5384.3415 | 5312.3415 |  |  | 75.25 | 72.7 | 16 | 16 | 3.6268 | 3.5948 | 3.6944 | 3.6624 |  |  | 3633.1402
71.885 | 68.985 | 35.5 | 5258.0781 | 5187.0781 | 5321.2098 | 5250.2098 |  |  | 77.8 | 75.25 | 16 | 16 | 3.5592 | 3.5272 | 3.6268 | 3.5948 |  |  | 3565.1206
74.785 | 71.885 | 34.5 | 5194.9464 | 5125.9464 | 5258.0781 | 5189.0781 |  |  | 80.35 | 77.8 | 16 | 16 | 3.4916 | 3.4596 | 3.5592 | 3.5272 |  |  | 3497.1011
77.685 | 74.785 | 33.5 | 5131.8147 | 5064.8147 | 5194.9464 | 5127.9464 |  |  | 82.9 | 80.35 | 16 | 16 | 3.424 | 3.392 | 3.4916 | 3.4596 |  |  | 3429.0815
80.585 | 77.685 | 32.5 | 5068.6829 | 5003.6829 | 5131.8147 | 5066.8147 |  |  | 85.239 | 82.9 | 16 | 16 | 3.362 | 3.33 | 3.424 | 3.392 |  |  | 3088.1131
83.485 | 80.585 | 31.5 | 5005.5512 | 4942.5512 | 5068.6829 | 5005.6829 |  |  | 87.577 | 85.239 | 16 | 16 | 3.3 | 3.268 | 3.362 | 3.33 |  |  | 3029.6131
83.74 | 83.485 | 30.5 | 5000 | 4939 | 5005.5512 | 4944.5512 | L-FLG | 5586.2605 | 87.777 | 87.577 | 18 | 18 | 3.3 | 3.264 | 3.3 | 3.264 | L-FLG | 1529.35
83.995 | 83.74 | 30.5 | 5000 | 4939 | 5000 | 4939 | L-FLG | 5586.2605 | [9 empty] | 18018.52 | 167817.3417 | 185835.8617
86.095 | 83.995 | 30 | 4994.7395 | 4934.7395 | 5000 | 4940
88.195 | 86.095 | 29 | 4989.479 | 4931.479 | 4994.7395 | 4936.7395
90.295 | 88.195 | 28 | 4984.2184 | 4928.2184 | 4989.479 | 4933.479
92.395 | 90.295 | 27 | 4978.9579 | 4924.9579 | 4984.2184 | 4930.2184
94.645 | 92.395 | 26 | 4973.3216 | 4921.3216 | 4978.9579 | 4926.9579
96.895 | 94.645 | 24.8 | 4967.6854 | 4918.0854 | 4973.3216 | 4923.7216
99.145 | 96.895 | 23.8 | 4962.0491 | 4914.4491 | 4967.6854 | 4920.0854
101.395 | 99.145 | 23.5 | 4956.4128 | 4909.4128 | 4962.0491 | 4915.0491
103.73 | 101.395 | 23.5 | 4950.5636 | 4903.5636 | 4956.4128 | 4909.4128
103.955 | 103.73 | 30 | 4950 | 4890 | 4950.5636 | 4890.5636 | L-FLG | 2968.2584
104.18 | 103.955 | 30 | 4950 | 4890 | 4950 | 4890 | L-FLG | 2968.2584
104.275 | 104.18 | 30 | 4950 | 4890 | 4950 | 4890
104.555 | 104.275 | 30 | 4950 | 4890 | 4950 | 4890 | L-FLG | 4686

## 20251016-검토 변경
모델 전달_251017 - 251001 하중 검토 결과 (DLC6.1)
Upper | Lower | Upper | Lower | Upper | Upper | Lower | Lower | Flange | Flange
height | height | Wall | Wall | outside | inside | outside | inside | Location | Mass
above | above | thick- | thick- | diameter, | diameter, | diameter, | diameter,
ground, | ground, | ness, | ness, | DO,i_UPR | DI,i_UPR | DO,i_LWR | DI,i_LWR
Hi_UPR | Hi_LWR | ti | ti | [6 empty] | 무게
[m] | [m] | [mm] | [mm] | [m] | [m] | [m] | [m] | [-] | [kg]
15.3 | 15 | 45 | 45 | 4500 | 4410 | 4500 | 4410 | L-FLG | 7366.7761
17.4 | 15.3 | 44 | 44 | 4500 | 4412 | 4500 | 4412 |  |  | 10153.9889
19.5 | 17.4 | 42 | 42 | 4500 | 4416 | 4500 | 4416 |  |  | 9696.7942
21.6 | 19.5 | 42 | 42 | 4500 | 4416 | 4500 | 4416 |  |  | 9696.7942
23.7 | 21.6 | 39 | 39 | 4500 | 4422 | 4500 | 4422 |  |  | 9010.2254
25.8 | 23.7 | 38 | 38 | 4500 | 4424 | 4500 | 4424 |  |  | 8781.1619
28.4 | 25.8 | 37 | 37 | 4500 | 4426 | 4500 | 4426 |  |  | 10588.1842
31 | 28.4 | 36 | 36 | 4500 | 4428 | 4500 | 4428 |  |  | 10304.3254
33.6 | 31 | 35 | 35 | 4500 | 4430 | 4500 | 4430 |  |  | 10020.3383
36.2 | 33.6 | 34 | 34 | 4500 | 4432 | 4500 | 4432 |  |  | 9736.223
38.75 | 36.2 | 33 | 33 | 4500 | 4434 | 4500 | 4434 |  |  | 9270.2106
39 | 38.75 | 32 | 32 | 4500 | 4436 | 4500 | 4436 | L-FLG | 3534.1739
39.25 | 39 | 32 | 32 | 4500 | 4436 | 4500 | 4436 | L-FLG | 3534.1739
41.75 | 39.25 | 32 | 32 | 4444.3672 | 4380.3672 | 4500 | 4436 |  |  | 8705.2483
44.3 | 41.75 | 32 | 32 | 4387.6217 | 4323.6217 | 4444.3672 | 4380.3672 |  |  | 8765.1598
46.85 | 44.3 | 31 | 31 | 4330.8762 | 4268.8762 | 4387.6217 | 4325.6217 |  |  | 8382.5733
49.4 | 46.85 | 30 | 30 | 4274.1307 | 4214.1307 | 4330.8762 | 4270.8762 |  |  | 8006.998
51.95 | 49.4 | 30 | 30 | 4217.3853 | 4157.3853 | 4274.1307 | 4214.1307 |  |  | 7899.9417
54.5 | 51.95 | 29 | 29 | 4160.6398 | 4102.6398 | 4217.3853 | 4159.3853 |  |  | 7534.9462
57 | 54.5 | 29 | 29 | 4105.007 | 4047.007 | 4160.6398 | 4102.6398 |  |  | 7287.733
57.225 | 57 | 28 | 28 | 4100 | 4044 | 4105.007 | 4049.007 | L-FLG | 2463.6249
57.45 | 57.225 | 28 | 28 | 4100 | 4044 | 4100 | 4044 | L-FLG | 2463.6249
59.95 | 57.45 | 28 | 28 | 4033.9978 | 3977.9978 | 4100 | 4044 |  |  | 6915.5746
62.5 | 59.95 | 27 | 27 | 3966.6755 | 3912.6755 | 4033.9978 | 3979.9978 |  |  | 6689.35
65.05 | 62.5 | 26 | 26 | 3899.3532 | 3847.3532 | 3966.6755 | 3914.6755 |  |  | 6333.1556
67.6 | 65.05 | 26 | 26 | 3832.0309 | 3780.0309 | 3899.3532 | 3847.3532 |  |  | 6223.0797
70.15 | 67.6 | 25 | 25 | 3764.7086 | 3714.7086 | 3832.0309 | 3782.0309 |  |  | 5879.4606
72.7 | 70.15 | 24 | 24 | 3697.3863 | 3649.3863 | 3764.7086 | 3716.7086 |  |  | 5544.183
75.25 | 72.7 | 23 | 23 | 3630.064 | 3584.064 | 3697.3863 | 3651.3863 |  |  | 5217.247
77.8 | 75.25 | 23 | 23 | 3562.7417 | 3516.7417 | 3630.064 | 3584.064 |  |  | 5119.8722
80.35 | 77.8 | 21 | 21 | 3495.4194 | 3453.4194 | 3562.7417 | 3520.7417 |  |  | 4588.3998
82.9 | 80.35 | 20 | 20 | 3428.0972 | 3388.0972 | 3495.4194 | 3455.4194 |  |  | 4286.4886
85.226 | 82.9 | 19 | 19 | 3366.6887 | 3328.6887 | 3428.0972 | 3390.0972 |  |  | 3648.6139
87.552 | 85.226 | 18 | 18 | 3305.2802 | 3269.2802 | 3366.6887 | 3330.6887 |  |  | 3394.2081
87.772 | 87.552 | 18 | 18 | 3300 | 3264 | 3305.2802 | 3269.2802 | L-FLG | 1529.35
[9 empty] | 20891.7237 | 217680.4794 | 238572.2032

## 20251022-Floating Tower 2차
모델 전달_251017 - 251001 하중 검토 결과 (DLC6.1) | [18 empty] | 부유식 모델 2차_251022 (공진점 검토 후 변경) | [10 empty] | 부유식 모델 2차_251023 - Dia 5.0m 로 변경 후 강도 검토 결과
Upper | Lower | Upper | Lower | Upper | Upper | Lower | Lower | Flange | Flange | [9 empty] | Upper | Lower | Upper | Lower | Upper | Upper | Lower | Lower | Flange | Flange |  | Upper | Lower | Upper | Lower | Upper | Upper | Lower | Lower | Flange | Flange
height | height | Wall | Wall | outside | inside | outside | inside | Location | Mass | [9 empty] | height | height | Wall | Wall | outside | inside | outside | inside | Location | Mass |  | height | height | Wall | Wall | outside | inside | outside | inside | Location | Mass
above | above | thick- | thick- | diameter, | diameter, | diameter, | diameter, | [11 empty] | above | above | thick- | thick- | diameter, | diameter, | diameter, | diameter, |  |  |  | above | above | thick- | thick- | diameter, | diameter, | diameter, | diameter,
ground, | ground, | ness, | ness, | DO,i_UPR | DI,i_UPR | DO,i_LWR | DI,i_LWR | [11 empty] | ground, | ground, | ness, | ness, | DO,i_UPR | DI,i_UPR | DO,i_LWR | DI,i_LWR |  |  |  | ground, | ground, | ness, | ness, | DO,i_UPR | DI,i_UPR | DO,i_LWR | DI,i_LWR
Hi_UPR | Hi_LWR | ti | ti | [6 empty] | 무게 |  | Dout_upper | Dout_lower | t | I_upper | Dout_upper | t | I_upper | Hi_UPR | Hi_LWR | ti | ti | [6 empty] | 무게 | Hi_UPR | Hi_LWR | ti | ti
[m] | [m] | [mm] | [mm] | [m] | [m] | [m] | [m] | [-] | [kg] |  | Height |  |  | mm | m^4 |  | mm | m^4 | [m] | [m] | [mm] | [mm] | [m] | [m] | [m] | [m] | [-] | [kg] | kg | [m] | [m] | [mm] | [mm] | [m] | [m] | [m] | [m] | [-] | [kg]
15.3 | 15 | 45 | 45 | 4500 | 4410 | 4500 | 4410 | L-FLG | 7366.7761 |  | 0.3 | 4500 | 4500 | 45 | 1.5626 | 5000 | 35 | 1.6823 | 15.3 | 15 | 35 | 35 | 5000 | 4965 | 5000 | 4965 | L-FLG | 7366.7761 |  | 15.3 | 15 | 36 | 36 | 5000 | 4930 | 5000 | 4930 | L-FLG | 7439.1662 | 1 | - | CHANGE | - | CHANGE
17.4 | 15.3 | 44 | 44 | 4500 | 4412 | 4500 | 4412 |  |  | 10153.9889 | 2.4 | 4500 | 4500 | 44 | 1.5289 | 5000 | 34 | 1.6352 | 17.4 | 15.3 | 34 | 34 | 5000 | 4966 | 5000 | 4966 |  |  | 8774.2222 | 17.4 | 15.3 | 35 | 35 | 5000 | 4932 | 5000 | 4932 |  |  | 2 | - | CHANGE | - | CHANGE
19.5 | 17.4 | 42 | 42 | 4500 | 4416 | 4500 | 4416 |  |  | 9696.7942 | 4.5 | 4500 | 4500 | 42 | 1.4614 | 5000 | 33 | 1.5881 | 19.5 | 17.4 | 33 | 33 | 5000 | 4967 | 5000 | 4967 |  |  | 8517.0114 | 19.5 | 17.4 | 34 | 34 | 5000 | 4932 | 5000 | 4932 |  |  | 3 | - | - | - | -
21.6 | 19.5 | 42 | 42 | 4500 | 4416 | 4500 | 4416 |  |  | 9696.7942 | 6.6 | 4500 | 4500 | 42 | 1.4614 | 5000 | 33 | 1.5881 | 21.6 | 19.5 | 33 | 33 | 5000 | 4967 | 5000 | 4967 |  |  | 8517.0114 | 21.6 | 19.5 | 34 | 34 | 5000 | 4932 | 5000 | 4932 |  |  | 4 | - | - | - | -
23.7 | 21.6 | 39 | 39 | 4500 | 4422 | 4500 | 4422 |  |  | 9010.2254 | 8.7 | 4500 | 4500 | 39 | 1.3597 | 5000 | 31 | 1.4936 | 23.7 | 21.6 | 31 | 31 | 5000 | 4969 | 5000 | 4969 |  |  | 8002.4343 | 23.7 | 21.6 | 34 | 34 | 5000 | 4934 | 5000 | 4934 |  |  | 5 | - | CHANGE | - | CHANGE
25.8 | 23.7 | 38 | 38 | 4500 | 4424 | 4500 | 4424 |  |  | 8781.1619 | 10.8 | 4500 | 4500 | 38 | 1.3258 | 5000 | 30 | 1.4463 | 25.8 | 23.7 | 30 | 30 | 5000 | 4970 | 5000 | 4970 |  |  | 7745.0681 | 25.8 | 23.7 | 33 | 33 | 5000 | 4934 | 5000 | 4934 |  |  | 6 | - | - | - | -
28.4 | 25.8 | 37 | 37 | 4500 | 4426 | 4500 | 4426 |  |  | 10588.1842 | 13.4 | 4500 | 4500 | 37 | 1.2917 | 5000 | 29 | 1.399 | 28.4 | 25.8 | 29 | 29 | 5000 | 4971 | 5000 | 4971 |  |  | 9270.424 | 28.4 | 25.8 | 32 | 32 | 5000 | 4936 | 5000 | 4936 |  |  | 7 | - | - | - | -
31 | 28.4 | 36 | 36 | 4500 | 4428 | 4500 | 4428 |  |  | 10304.3254 | 16 | 4500 | 4500 | 36 | 1.2577 | 5000 | 29 | 1.399 | 31 | 28.4 | 29 | 29 | 5000 | 4971 | 5000 | 4971 |  |  | 9270.424 | 31 | 28.4 | 31 | 31 | 5000 | 4938 | 5000 | 4938 |  |  | 8 | - | - | - | -
33.6 | 31 | 35 | 35 | 4500 | 4430 | 4500 | 4430 |  |  | 10020.3383 | 18.6 | 4500 | 4500 | 35 | 1.2235 | 5000 | 28 | 1.3515 | 33.6 | 31 | 28 | 28 | 5000 | 4972 | 5000 | 4972 |  |  | 8951.6518 | 33.6 | 31 | 31 | 31 | 5000 | 4938 | 5000 | 4938 |  |  | 9 | - | - | - | -
36.2 | 33.6 | 34 | 34 | 4500 | 4432 | 4500 | 4432 |  |  | 9736.223 | 21.2 | 4500 | 4500 | 34 | 1.1894 | 5000 | 27 | 1.304 | 36.2 | 33.6 | 27 | 27 | 5000 | 4973 | 5000 | 4973 |  |  | 8632.8156 | 36.2 | 33.6 | 30 | 30 | 5000 | 4940 | 5000 | 4940 |  |  | 10 | - | - | - | -
38.75 | 36.2 | 33 | 33 | 4500 | 4434 | 4500 | 4434 |  |  | 9270.2106 | 23.75 | 4500 | 4500 | 33 | 1.1552 | 5000 | 26 | 1.2565 | 38.75 | 36.2 | 26 | 26 | 5000 | 4974 | 5000 | 4974 |  |  | 8154.0323 | 38.75 | 36.2 | 29 | 29 | 5000 | 4942 | 5000 | 4942 |  |  | 11 | - | - | - | -
39 | 38.75 | 32 | 32 | 4500 | 4436 | 4500 | 4436 | L-FLG | 3534.1739 |  | 24 | 4500 | 4500 | 32 | 1.1209 | 5000 | 26 | 1.2565 | 39 | 38.75 | 26 | 26 | 5000 | 4974 | 5000 | 4974 | L-FLG | 3534.1739 |  | 39 | 38.75 | 29 | 29 | 5000 | 4942 | 5000 | 4942 | L-FLG | 3441.0786 | 12 | - | - | - | -
39.25 | 39 | 32 | 32 | 4500 | 4436 | 4500 | 4436 | L-FLG | 3534.1739 |  | 24.25 | 4500 | 4500 | 32 | 1.1209 | 5000 | 26 | 1.2565 | 39.25 | 39 | 26 | 26 | 5000 | 4974 | 5000 | 4974 | L-FLG | 3534.1739 |  | 39.25 | 39 | 28 | 28 | 5000 | 4944 | 5000 | 4944 | L-FLG | 3441.0786 | 13 | - | - | - | -
41.75 | 39.25 | 32 | 32 | 4444.3672 | 4380.3672 | 4500 | 4436 |  |  | 8705.2483 | 26.75 | 4444.3672 | 4500 | 32 | 1.0796 | 5000 | 25 | 1.2089 | 41.75 | 39.25 | 25 | 25 | 5000 | 4975 | 5000 | 4975 |  |  | 7687.4527 | 41.75 | 39.25 | 28 | 28 | 5000 | 4944 | 5000 | 4944 |  |  | 14 | - | - | - | -
44.3 | 41.75 | 32 | 32 | 4387.6217 | 4323.6217 | 4444.3672 | 4380.3672 |  |  | 8765.1598 | 29.3 | 4387.6217 | 4444.3672 | 32 | 1.0384 | 5000 | 24 | 1.1612 | 44.3 | 41.75 | 24 | 24 | 5000 | 4976 | 5000 | 4976 |  |  | 7528.3083 | 44.3 | 41.75 | 27 | 27 | 5000 | 4946 | 5000 | 4946 |  |  | 15 | - | - | - | -
46.85 | 44.3 | 31 | 31 | 4330.8762 | 4268.8762 | 4387.6217 | 4325.6217 |  |  | 8382.5733 | 31.85 | 4330.8762 | 4387.6217 | 31 | 0.96786 | 5000 | 23 | 1.1135 | 46.85 | 44.3 | 23 | 23 | 5000 | 4977 | 5000 | 4977 |  |  | 7215.352 | 46.85 | 44.3 | 26 | 26 | 5000 | 4948 | 5000 | 4948 |  |  | 16 | - | - | - | -
49.4 | 46.85 | 30 | 30 | 4274.1307 | 4214.1307 | 4330.8762 | 4270.8762 |  |  | 8006.998 | 34.4 | 4274.1307 | 4330.8762 | 30 | 0.90068 | 5000 | 22 | 1.0658 | 49.4 | 46.85 | 22 | 22 | 5000 | 4978 | 5000 | 4978 |  |  | 6902.3328 | 49.4 | 46.85 | 26 | 26 | 5000 | 4950 | 5000 | 4950 |  |  | 17 | - | CHANGE | - | CHANGE
51.95 | 49.4 | 30 | 30 | 4217.3853 | 4157.3853 | 4274.1307 | 4214.1307 |  |  | 7899.9417 | 36.95 | 4217.3853 | 4274.1307 | 30 | 0.86503 | 5000 | 21 | 1.0179 | 51.95 | 49.4 | 21 | 21 | 5000 | 4979 | 5000 | 4979 |  |  | 6589.2507 | 51.95 | 49.4 | 25 | 25 | 5000 | 4950 | 5000 | 4950 |  |  | 18 | - | - | - | -
54.5 | 51.95 | 29 | 29 | 4160.6398 | 4102.6398 | 4217.3853 | 4159.3853 |  |  | 7534.9462 | 39.5 | 4160.6398 | 4217.3853 | 29 | 0.80324 | 5000 | 20 | 0.97003 | 54.5 | 51.95 | 20 | 20 | 5000 | 4980 | 5000 | 4980 |  |  | 6276.1057 | 54.5 | 51.95 | 24 | 24 | 5000 | 4952 | 5000 | 4952 |  |  | 19 | - | - | - | -
57 | 54.5 | 29 | 29 | 4105.007 | 4047.007 | 4160.6398 | 4102.6398 |  |  | 7287.733 | 42 | 4105.007 | 4160.6398 | 29 | 0.77123 | 5000 | 20 | 0.97003 | 57 | 54.5 | 20 | 20 | 5000 | 4980 | 5000 | 4980 |  |  | 6153.0448 | 57 | 54.5 | 23 | 23 | 5000 | 4954 | 5000 | 4954 |  |  | 20 | - | - | - | -
57.225 | 57 | 28 | 28 | 4100 | 4044 | 4105.007 | 4049.007 | L-FLG | 2463.6249 |  | 42.225 | 4100 | 4105.007 | 28 | 0.74244 | 5000 | 29 | 1.399 | 57.225 | 57 | 29 | 29 | 5000 | 4971 | 5000 | 4971 | L-FLG | 2463.6249 |  | 57.225 | 57 | 22 | 22 | 5000 | 4956 | 5000 | 4956 | L-FLG | 3146.132 | 21 | - | - | - | -
57.45 | 57.225 | 28 | 28 | 4100 | 4044 | 4100 | 4044 | L-FLG | 2463.6249 |  | 42.45 | 4100 | 4100 | 28 | 0.74244 | 5000 | 20 | 0.97003 | 57.45 | 57.225 | 20 | 20 | 5000 | 4980 | 5000 | 4980 | L-FLG | 2463.6249 |  | 57.45 | 57.225 | 22 | 22 | 5000 | 4956 | 5000 | 4956 | L-FLG | 3146.132 | 22 | - | - | - | -
59.95 | 57.45 | 28 | 28 | 4033.9978 | 3977.9978 | 4100 | 4044 |  |  | 6915.5746 | 44.95 | 4033.9978 | 4100 | 28 | 0.70692 | 4800 | 20 | 0.85779 | 59.95 | 57.45 | 20 | 20 | 4800 | 4780 | 5000 | 4980 |  |  | 5906.4298 | 59.95 | 57.45 | 22 | 22 | 4859.7452 | 4815.7452 | 5000 | 4956 |  |  | 23 | - | - | - | -
62.5 | 59.95 | 27 | 27 | 3966.6755 | 3912.6755 | 4033.9978 | 3979.9978 |  |  | 6689.35 | 47.5 | 3966.6755 | 4033.9978 | 27 | 0.64837 | 4600 | 20 | 0.75456 | 62.5 | 59.95 | 20 | 20 | 4600 | 4580 | 4800 | 4780 |  |  | 5773.0111 | 62.5 | 59.95 | 22 | 22 | 4716.6854 | 4672.6854 | 4859.7452 | 4815.7452 |  |  | 24 | - | - | - | -
65.05 | 62.5 | 26 | 26 | 3899.3532 | 3847.3532 | 3966.6755 | 3914.6755 |  |  | 6333.1556 | 50.05 | 3899.3532 | 3966.6755 | 26 | 0.59335 | 4200 | 21 | 0.60188 | 65.05 | 62.5 | 21 | 21 | 4200 | 4179 | 4600 | 4579 |  |  | 5532.7519 | 65.05 | 62.5 | 22 | 22 | 4573.6255 | 4529.6255 | 4716.6854 | 4672.6854 |  |  | 25 | - | - | - | -
67.6 | 65.05 | 26 | 26 | 3832.0309 | 3780.0309 | 3899.3532 | 3847.3532 |  |  | 6223.0797 | 52.6 | 3832.0309 | 3899.3532 | 26 | 0.56295 | 4000 | 23 | 0.56816 | 67.6 | 65.05 | 23 | 23 | 4000 | 3977 | 4200 | 4177 |  |  | 5768.9549 | 67.6 | 65.05 | 23 | 23 | 4430.5656 | 4384.5656 | 4573.6255 | 4527.6255 |  |  | 26 | - | - | - | -
70.15 | 67.6 | 25 | 25 | 3764.7086 | 3714.7086 | 3832.0309 | 3782.0309 |  |  | 5879.4606 | 55.15 | 3764.7086 | 3832.0309 | 25 | 0.51349 | 3764.7086 | 25 | 0.51349 | 70.15 | 67.6 | 25 | 25 | 3764.7086 | 3739.7086 | 4000 | 3975 |  |  | 5899.1127 | 70.15 | 67.6 | 25 | 25 | 4287.5058 | 4237.5058 | 4430.5656 | 4380.5656 |  |  | 27 | - | - | - | -
72.7 | 70.15 | 24 | 24 | 3697.3863 | 3649.3863 | 3764.7086 | 3716.7086 |  |  | 5544.183 | 57.7 | 3697.3863 | 3764.7086 | 24 | 0.46719 | 3697.3863 | 24 | 0.46719 | 72.7 | 70.15 | 24 | 24 | 3697.3863 | 3673.3863 | 3764.7086 | 3740.7086 |  |  | 5562.2944 | 72.7 | 70.15 | 24 | 24 | 4144.4459 | 4096.4459 | 4287.5058 | 4239.5058 |  |  | 28 | - | - | - | -
75.25 | 72.7 | 23 | 23 | 3630.064 | 3584.064 | 3697.3863 | 3651.3863 |  |  | 5217.247 | 60.25 | 3630.064 | 3697.3863 | 23 | 0.4239 | 3630.064 | 23 | 0.4239 | 75.25 | 72.7 | 23 | 23 | 3630.064 | 3607.064 | 3697.3863 | 3674.3863 |  |  | 5233.8806 | 75.25 | 72.7 | 23 | 23 | 4001.386 | 3955.386 | 4144.4459 | 4098.4459 |  |  | 29 | - | - | - | -
77.8 | 75.25 | 23 | 23 | 3562.7417 | 3516.7417 | 3630.064 | 3584.064 |  |  | 5119.8722 | 62.8 | 3562.7417 | 3630.064 | 23 | 0.40061 | 3562.7417 | 23 | 0.40061 | 77.8 | 75.25 | 23 | 23 | 3562.7417 | 3539.7417 | 3630.064 | 3607.064 |  |  | 5136.5058 | 77.8 | 75.25 | 23 | 23 | 3858.3262 | 3812.3262 | 4001.386 | 3955.386 |  |  | 30 | - | - | - | -
80.35 | 77.8 | 21 | 21 | 3495.4194 | 3453.4194 | 3562.7417 | 3520.7417 |  |  | 4588.3998 | 65.35 | 3495.4194 | 3562.7417 | 21 | 0.34589 | 3495.4194 | 21 | 0.34589 | 80.35 | 77.8 | 21 | 21 | 3495.4194 | 3474.4194 | 3562.7417 | 3541.7417 |  |  | 4602.2663 | 80.35 | 77.8 | 21 | 21 | 3715.2663 | 3673.2663 | 3858.3262 | 3816.3262 |  |  | 31 | - | - | - | -
82.9 | 80.35 | 20 | 20 | 3428.0972 | 3388.0972 | 3495.4194 | 3455.4194 |  |  | 4286.4886 | 67.9 | 3428.0972 | 3495.4194 | 20 | 0.31091 | 3428.0972 | 20 | 0.31091 | 82.9 | 80.35 | 20 | 20 | 3428.0972 | 3408.0972 | 3495.4194 | 3475.4194 |  |  | 4299.066 | 82.9 | 80.35 | 20 | 20 | 3572.2065 | 3532.2065 | 3715.2663 | 3675.2663 |  |  | 32 | - | - | - | -
85.226 | 82.9 | 19 | 19 | 3366.6887 | 3328.6887 | 3428.0972 | 3390.0972 |  |  | 3648.6139 | 70.226 | 3366.6887 | 3428.0972 | 19 | 0.27994 | 3366.6887 | 19 | 0.27994 | 85.226 | 82.9 | 19 | 19 | 3366.6887 | 3347.6887 | 3428.0972 | 3409.0972 |  |  | 3658.9678 | 85.226 | 82.9 | 19 | 19 | 3441.7134 | 3403.7134 | 3572.2065 | 3534.2065 |  |  | 33 | - | - | - | -
87.552 | 85.226 | 18 | 18 | 3305.2802 | 3269.2802 | 3366.6887 | 3330.6887 |  |  | 3394.2081 | 72.552 | 3305.2802 | 3366.6887 | 18 | 0.25111 | 3305.2802 | 18 | 0.25111 | 87.552 | 85.226 | 18 | 18 | 3305.2802 | 3287.2802 | 3366.6887 | 3348.6887 |  |  | 3403.5009 | 87.552 | 85.226 | 18 | 18 | 3311.2204 | 3275.2204 | 3441.7134 | 3405.7134 |  |  | 34 | - | - | - | -
87.777 | 87.552 | 18 | 18 | 3300 | 3264 | 3305.2802 | 3269.2802 | L-FLG | 1529.35 |  | 72.777 | 3300 | 3305.2802 | 18 | 0.2499 | 3300 | 18 | 0.2499 | 87.777 | 87.552 | 18 | 18 | 3300 | 3282 | 3305.2802 | 3287.2802 | L-FLG | 1529.35 |  | 87.752 | 87.552 | 18 | 18 | 3300 | 3264 | 3311.2204 | 3275.2204 | L-FLG | 1529.35 | 35 | - | - | - | -
[9 empty] | 20891.7237 | 217680.4794 | [17 empty] | 20891.7237 | 194963.6841
[10 empty] | 238572.2032 | [17 empty] | Total | 215855.4079 | [9 empty] | Total

## 20251110-불일치 수정
부유식 모델 2차_251110 - 일부 불일치 수정 (Inner dia 불일치)
Upper | Lower | Upper | Lower | Upper | Upper | Lower | Lower | Flange | Flange
height | height | Wall | Wall | outside | inside | outside | inside | Location | Mass
above | above | thick- | thick- | diameter, | diameter, | diameter, | diameter,
ground, | ground, | ness, | ness, | DO,i_UPR | DI,i_UPR | DO,i_LWR | DI,i_LWR
Hi_UPR | Hi_LWR | ti | ti | [6 empty] | 무게
[m] | [m] | [mm] | [mm] | [m] | [m] | [m] | [m] | [-] | [kg] | kg
15.3 | 15 | 36 | 36 | 5000 | 4928 | 5000 | 4928 | L-FLG | 7439.1662 | 1322.1327
17.4 | 15.3 | 35 | 35 | 5000 | 4930 | 5000 | 4930 |  |  | 8999.6604
19.5 | 17.4 | 34 | 34 | 5000 | 4932 | 5000 | 4932 |  |  | 8744.2881
21.6 | 19.5 | 34 | 34 | 5000 | 4932 | 5000 | 4932 |  |  | 8744.2881
23.7 | 21.6 | 34 | 34 | 5000 | 4932 | 5000 | 4932 |  |  | 8744.2881
25.8 | 23.7 | 33 | 33 | 5000 | 4934 | 5000 | 4934 |  |  | 8488.8122
28.4 | 25.8 | 32 | 32 | 5000 | 4936 | 5000 | 4936 |  |  | 10193.5262
31 | 28.4 | 31 | 31 | 5000 | 4938 | 5000 | 4938 |  |  | 9876.9662
33.6 | 31 | 31 | 31 | 5000 | 4938 | 5000 | 4938 |  |  | 9876.9662
36.2 | 33.6 | 30 | 30 | 5000 | 4940 | 5000 | 4940 |  |  | 9560.278
38.75 | 36.2 | 29 | 29 | 5000 | 4942 | 5000 | 4942 |  |  | 9065.7027
39 | 38.75 | 29 | 29 | 5000 | 4942 | 5000 | 4942 | L-FLG | 3441.0786 | 888.7944
39.25 | 39 | 28 | 28 | 5000 | 4944 | 5000 | 4944 | L-FLG | 3441.0786 | 858.3189
41.75 | 39.25 | 28 | 28 | 5000 | 4944 | 5000 | 4944 |  |  | 8583.1893
44.3 | 41.75 | 27 | 27 | 5000 | 4946 | 5000 | 4946 |  |  | 8443.8777
46.85 | 44.3 | 26 | 26 | 5000 | 4948 | 5000 | 4948 |  |  | 8132.7765
49.4 | 46.85 | 26 | 26 | 5000 | 4948 | 5000 | 4948 |  |  | 8132.7765
51.95 | 49.4 | 25 | 25 | 5000 | 4950 | 5000 | 4950 |  |  | 7821.5496
54.5 | 51.95 | 24 | 24 | 5000 | 4952 | 5000 | 4952 |  |  | 7510.1969
57 | 54.5 | 23 | 23 | 5000 | 4954 | 5000 | 4954 |  |  | 7057.5671
57.225 | 57 | 22 | 22 | 5000 | 4956 | 5000 | 4956 | L-FLG | 3146.132 | 607.6865
57.45 | 57.225 | 22 | 22 | 5000 | 4956 | 5000 | 4956 | L-FLG | 3146.132 | 607.6865
59.95 | 57.45 | 22 | 22 | 4859.7452 | 4815.7452 | 5000 | 4956 |  |  | 6656.9532
62.5 | 59.95 | 22 | 22 | 4716.6854 | 4672.6854 | 4859.7452 | 4815.7452 |  |  | 6594.1079
65.05 | 62.5 | 22 | 22 | 4573.6255 | 4529.6255 | 4716.6854 | 4672.6854 |  |  | 6396.1831
67.6 | 65.05 | 23 | 23 | 4430.5656 | 4384.5656 | 4573.6255 | 4527.6255 |  |  | 6478.5509
70.15 | 67.6 | 25 | 25 | 4287.5058 | 4237.5058 | 4430.5656 | 4380.5656 |  |  | 6813.8443
72.7 | 70.15 | 24 | 24 | 4144.4459 | 4096.4459 | 4287.5058 | 4239.5058 |  |  | 6326.8818
75.25 | 72.7 | 23 | 23 | 4001.386 | 3955.386 | 4144.4459 | 4098.4459 |  |  | 5857.7868
77.8 | 75.25 | 23 | 23 | 3858.3262 | 3812.3262 | 4001.386 | 3955.386 |  |  | 5650.8654
80.35 | 77.8 | 21 | 21 | 3715.2663 | 3673.2663 | 3858.3262 | 3816.3262 |  |  | 4973.1988
82.9 | 80.35 | 20 | 20 | 3572.2065 | 3532.2065 | 3715.2663 | 3675.2663 |  |  | 4557.706
85.226 | 82.9 | 19 | 19 | 3441.7134 | 3403.7134 | 3572.2065 | 3534.2065 |  |  | 3801.4942
87.552 | 85.226 | 18 | 18 | 3311.2204 | 3275.2204 | 3441.7134 | 3405.7134 |  |  | 3467.7104
87.777 | 87.552 | 18 | 18 | 3300 | 3264 | 3311.2204 | 3275.2204 | L-FLG | 1529.35 | 328.3635
[9 empty] | Total | 220164.9748

## 20260403-2차 ILA 검토
부유식 모델 260403 - 2차 ILA 반영 (ULS, ALS)
Upper | Lower | Upper | Lower | Upper | Upper | Lower | Lower | Flange | Flange | Shell | Total
height | height | Wall | Wall | outside | inside | outside | inside | Location | Mass | Mass | Mass
above | above | thick- | thick- | diameter, | diameter, | diameter, | diameter,
ground, | ground, | ness, | ness, | DO,i_UPR | DI,i_UPR | DO,i_LWR | DI,i_LWR
Hi_UPR | Hi_LWR | ti | ti | [6 empty] | Shell 무게 | Total | JointID | JointXss | JointYss | JointZss | JointType | JointDirX | JointDirY | JointDirZ | JointStiff | ![Coordinates | of
[m] | [m] | [mm] | [mm] | [m] | [m] | [m] | [m] | [-] | [kg] | [kg] | [kg] |  | (-) | (m) | (m) | (m) | (-) | (-) | (-) | (-) | (Nm/rad)
26.3 | 26 | 63 | 63 | 5126 | 5000 | 5126 | 5000 | L-FLG | 9670.9089 | 2359.8764 | Section 1
28.8 | 26.3 | 63 | 63 | 5126 | 5000 | 5126 | 5000 |  |  | 19665.6368
31.3 | 28.8 | 63 | 63 | 5126 | 5000 | 5126 | 5000 |  |  | 19665.6368
33.6 | 31.3 | 50 | 50 | 5100 | 5000 | 5100 | 5000 |  |  | 14322.1675
35.9 | 33.6 | 43 | 43 | 5086 | 5000 | 5086 | 5000 |  |  | 12299.9909
38.2 | 35.9 | 40 | 40 | 5080 | 5000 | 5080 | 5000 |  |  | 11435.0454
40.5 | 38.2 | 38 | 38 | 5076 | 5000 | 5076 | 5000 |  |  | 10858.9823
42.8 | 40.5 | 37 | 37 | 5074 | 5000 | 5074 | 5000 |  |  | 10571.1209
45.1 | 42.8 | 36 | 36 | 5072 | 5000 | 5072 | 5000 |  |  | 10283.373
47.4 | 45.1 | 35 | 35 | 5070 | 5000 | 5070 | 5000 |  |  | 9995.7385
49.75 | 47.4 | 33 | 33 | 5066 | 5000 | 5066 | 5000 |  |  | 9625.61
50 | 49.75 | 33 | 33 | 5066 | 5000 | 5066 | 5000 | L-FLG | 3984.0361 | 1024.0011 | 145762.1246
50.25 | 50 | 33 | 33 | 5066 | 5000 | 5066 | 5000 | L-FLG | 3984.0361 | 1024.0011 | Section 2
52.75 | 50.25 | 33 | 33 | 5066 | 5000 | 5066 | 5000 |  |  | 10240.0107
55.3 | 52.75 | 29 | 29 | 5066 | 5008 | 5066 | 5008 |  |  | 9186.0681
57.85 | 55.3 | 28 | 28 | 5066 | 5010 | 5066 | 5010 |  |  | 8871.0679
60.4 | 57.85 | 27 | 27 | 5066 | 5012 | 5066 | 5012 |  |  | 8555.942
62.95 | 60.4 | 26 | 26 | 5066 | 5014 | 5066 | 5014 |  |  | 8240.6903
65.5 | 62.95 | 25 | 25 | 5066 | 5016 | 5066 | 5016 |  |  | 7925.3129
68 | 65.5 | 24 | 24 | 5066 | 5018 | 5066 | 5018 |  |  | 7460.5977
68.225 | 68 | 24 | 24 | 5066 | 5018 | 5066 | 5018 | L-FLG | 3152.4502 | 671.4538 | 69311.6307
68.45 | 68.225 | 24 | 24 | 5066 | 5018 | 5066 | 5018 | L-FLG | 3152.4502 | 671.4538 | Section 3
70.95 | 68.45 | 24 | 24 | 4920.4202 | 4872.4202 | 5066 | 5018 |  |  | 7352.8912
73.5 | 70.95 | 20 | 20 | 4771.9287 | 4731.9287 | 4920.4202 | 4880.4202 |  |  | 6070.0563
76.05 | 73.5 | 20 | 20 | 4623.4373 | 4583.4373 | 4771.9287 | 4731.9287 |  |  | 5883.2932
78.6 | 76.05 | 19 | 19 | 4474.9458 | 4436.9458 | 4623.4373 | 4585.4373 |  |  | 5412.8984
81.15 | 78.6 | 19 | 19 | 4326.4544 | 4288.4544 | 4474.9458 | 4436.9458 |  |  | 5235.4734
83.7 | 81.15 | 18 | 18 | 4177.9629 | 4141.9629 | 4326.4544 | 4290.4544 |  |  | 4792.9674
86.25 | 83.7 | 18 | 18 | 4029.4715 | 3993.4715 | 4177.9629 | 4141.9629 |  |  | 4624.8805
88.8 | 86.25 | 17 | 17 | 3880.9801 | 3846.9801 | 4029.4715 | 3995.4715 |  |  | 4210.2632
91.35 | 88.8 | 17 | 17 | 3732.4886 | 3698.4886 | 3880.9801 | 3846.9801 |  |  | 4051.5145
93.9 | 91.35 | 17 | 17 | 3583.9972 | 3549.9972 | 3732.4886 | 3698.4886 |  |  | 3892.7658
96.226 | 93.9 | 17 | 17 | 3448.5497 | 3414.5497 | 3583.9972 | 3549.9972 |  |  | 3412.3694
98.552 | 96.226 | 18 | 18 | 3313.1022 | 3277.1022 | 3448.5497 | 3412.5497 |  |  | 3472.2112
98.777 | 98.552 | 18 | 18 | 3300 | 3264 | 3313.1022 | 3277.1022 | L-FLG | 1529.35 | 328.4575 | 64093.296
* Section 1 은 삼성중공업 요청에 따라 I.D 5000mm 맞추어 설계 | [9 empty] | Total | 279167.0513

## 260403_3rdTower
부유식 모델 260403 - 2차 ILA 반영 (ULS, ALS)
| Upper | Lower | Upper | Lower | Upper | Upper | Lower | Lower | Flange | Flange | Shell | Total | Upper | Lower
| height | height | Wall | Wall | outside | inside | outside | inside | Location | Mass | Mass | Mass | height | height
| above | above | thick- | thick- | diameter, | diameter, | diameter, | diameter, |  |  |  |  | above | above
| ground, | ground, | ness, | ness, | DO,i_UPR | DI,i_UPR | DO,i_LWR | DI,i_LWR |  |  |  |  | ground, | ground,
| Hi_UPR | Hi_LWR | ti | ti | [6 empty] | Shell 무게 | Total | Hi_UPR | Hi_LWR | JointID | JointXss | JointYss | JointZss | JointType | JointDirX | JointDirY | JointDirZ | JointStiff | ![Coordinates | of | MemberID | MJointID1 | MJointID2 | MPropSetID1 | MPropSetID2 | MType | MSpin/COSMID | Weight | PropSetID | YoungE | ShearG | MatDens | XsecD | XsecT |  | CMJointID | JMass | JMXX | JMYY | JMZZ | JMXY | JMXZ | JMYZ | MCGX | MCGY | MCGZ
| [m] | [m] | [mm] | [mm] | [m] | [m] | [m] | [m] | [-] | [kg] | [kg] | [kg] | [m] | [m] | (-) | (m) | (m) | (m) | (-) | (-) | (-) | (-) | (Nm/rad) |  |  | (-) | (-) | (-) | (-) | (-) | (-) | (deg/-) | kg | (-) | (N/m2) | (N/m2) | (kg/m3) | (m) | (m) |  | (-) | (kg) | (kg*m^2) | (kg*m^2) | (kg*m^2) | (kg*m^2) | (kg*m^2) | (kg*m^2) | (m) | (m) | (m)
35 | 98.777 | 98.552 | 18 | 18 | 3300 | 3264 | 3313.1022 | 3277.1022 | L-FLG | 1529.35 | 328.4575 |  | 84.777 | 84.552 | 1 | 0 | 0 | 72.777 | 1 | 0 | 0 | 0 | 0 |  |  | 1 | 1 | 2 | 1 | 2 | 1c | 0 | 335.876 | 1 | 210000000000 | 80769000000 | 7850 | 3.3131 | 0.018 | 1 | 1 | 74141 | 25700000 | 12900000 | 13000000 | 0 | 1010000 | 0 | -4.137 | 0 | 2.29
34 | 98.552 | 96.226 | 18 | 18 | 3313.1022 | 3277.1022 | 3448.5497 | 3412.5497 |  |  | 3472.2112 |  | 84.552 | 82.226 | 2 | 0 | 0 | 72.552 | 1 | 0 | 0 | 0 | 0 |  |  | 2 | 2 | 3 | 2 | 3 | 1c | 0 | 3510.2745 | 2 | 210000000000 | 80769000000 | 7850 | 3.4485 | 0.018 | 2 | 1 | 125236 | 275349 | 1830000 | 1840000 | 0 | 0 | 0 | 1.756 | 0.044 | 1.543
33 | 96.226 | 93.9 | 17 | 17 | 3448.5497 | 3414.5497 | 3583.9972 | 3549.9972 |  |  | 3412.3694 |  | 82.226 | 79.9 | 3 | 0 | 0 | 70.226 | 1 | 0 | 0 | 0 | 0 |  |  | 3 | 3 | 4 | 3 | 4 | 1c | 0 | 3550.8131 | 3 | 210000000000 | 80769000000 | 7850 | 3.584 | 0.017 | 3 | 1 | 1529.35 | 0 | 0 | 0 | 0 | 0 | 0 | 0 | 0 | 0
32 | 93.9 | 91.35 | 17 | 17 | 3583.9972 | 3549.9972 | 3732.4886 | 3698.4886 |  |  | 3892.7658 |  | 79.9 | 77.35 | 4 | 0 | 0 | 67.9 | 1 | 0 | 0 | 0 | 0 |  |  | 4 | 4 | 5 | 4 | 5 | 1c | 0 | 4051.5145 | 4 | 210000000000 | 80769000000 | 7850 | 3.7325 | 0.017 | 4 | 14 | 3152.4502 | 0 | 0 | 0 | 0 | 0 | 0 | 0 | 0 | 0
31 | 91.35 | 88.8 | 17 | 17 | 3732.4886 | 3698.4886 | 3880.9801 | 3846.9801 |  |  | 4051.5145 |  | 77.35 | 74.8 | 5 | 0 | 0 | 65.35 | 1 | 0 | 0 | 0 | 0 |  |  | 5 | 5 | 6 | 5 | 6 | 1c | 0 | 4210.2632 | 5 | 210000000000 | 80769000000 | 7850 | 3.881 | 0.017 | 5 | 15 | 3152.4502 | 0 | 0 | 0 | 0 | 0 | 0 | 0 | 0 | 0
30 | 88.8 | 86.25 | 17 | 17 | 3880.9801 | 3846.9801 | 4029.4715 | 3995.4715 |  |  | 4210.2632 |  | 74.8 | 72.25 | 6 | 0 | 0 | 62.8 | 1 | 0 | 0 | 0 | 0 |  |  | 6 | 6 | 7 | 6 | 7 | 1c | 0 | 4499.2807 | 6 | 210000000000 | 80769000000 | 7850 | 4.0295 | 0.017 | 6 | 23 | 3984.0361 | 0 | 0 | 0 | 0 | 0 | 0 | 0 | 0 | 0
29 | 86.25 | 83.7 | 18 | 18 | 4029.4715 | 3993.4715 | 4177.9629 | 4141.9629 |  |  | 4624.8805 |  | 72.25 | 69.7 | 7 | 0 | 0 | 60.25 | 1 | 0 | 0 | 0 | 0 |  |  | 7 | 7 | 8 | 7 | 8 | 1c | 0 | 4792.9674 | 7 | 210000000000 | 80769000000 | 7850 | 4.178 | 0.018 | 7 | 24 | 3984.0361 | 0 | 0 | 0 | 0 | 0 | 0 | 0 | 0 | 0
28 | 83.7 | 81.15 | 18 | 18 | 4177.9629 | 4141.9629 | 4326.4544 | 4290.4544 |  |  | 4792.9674 |  | 69.7 | 67.15 | 8 | 0 | 0 | 57.7 | 1 | 0 | 0 | 0 | 0 |  |  | 8 | 8 | 9 | 8 | 9 | 1c | 0 | 5100.5983 | 8 | 210000000000 | 80769000000 | 7850 | 4.3265 | 0.018 | 8 | 36 | 9670.9089 | 0 | 0 | 0 | 0 | 0 | 0 | 0 | 0 | 0
27 | 81.15 | 78.6 | 19 | 19 | 4326.4544 | 4288.4544 | 4474.9458 | 4436.9458 |  |  | 5235.4734 |  | 67.15 | 64.6 | 9 | 0 | 0 | 55.15 | 1 | 0 | 0 | 0 | 0 |  |  | 9 | 9 | 10 | 9 | 10 | 1c | 0 | 5412.8984 | 9 | 210000000000 | 80769000000 | 7850 | 4.4749 | 0.019
26 | 78.6 | 76.05 | 19 | 19 | 4474.9458 | 4436.9458 | 4623.4373 | 4585.4373 |  |  | 5412.8984 |  | 64.6 | 62.05 | 10 | 0 | 0 | 52.6 | 1 | 0 | 0 | 0 | 0 |  |  | 10 | 10 | 11 | 10 | 11 | 1c | 0 | 5739.1428 | 10 | 210000000000 | 80769000000 | 7850 | 4.6234 | 0.019
25 | 76.05 | 73.5 | 20 | 20 | 4623.4373 | 4583.4373 | 4771.9287 | 4731.9287 |  |  | 5883.2932 |  | 62.05 | 59.5 | 11 | 0 | 0 | 50.05 | 1 | 0 | 0 | 0 | 0 |  |  | 11 | 11 | 12 | 11 | 12 | 1c | 0 | 6070.0563 | 11 | 210000000000 | 80769000000 | 7850 | 4.7719 | 0.02 | [12 empty] | 3MW Onshore tower model
24 | 73.5 | 70.95 | 20 | 20 | 4771.9287 | 4731.9287 | 4920.4202 | 4880.4202 |  |  | 6070.0563 |  | 59.5 | 56.95 | 12 | 0 | 0 | 47.5 | 1 | 0 | 0 | 0 | 0 |  |  | 12 | 12 | 13 | 12 | 13 | 1c | 0 | 6886.6238 | 12 | 210000000000 | 80769000000 | 7850 | 4.9204 | 0.02 | [12 empty] | Ref : DS3000-134-CAL20-0001.R00_Certification load calculation for WinDS3000-134 onshore.pdf
23 | 70.95 | 68.45 | 24 | 24 | 4920.4202 | 4872.4202 | 5066 | 5018 |  |  | 7352.8912 |  | 56.95 | 54.45 | 13 | 0 | 0 | 44.95 | 1 | 0 | 0 | 0 | 0 |  |  | 13 | 13 | 14 | 13 | 14 | 1c | 0 | 7460.5977 | 13 | 210000000000 | 80769000000 | 7850 | 5.066 | 0.024 | [12 empty] | Blade Mass | 14176.5 | kg
22 | 68.45 | 68.225 | 24 | 24 | 5066 | 5018 | 5066 | 5018 | L-FLG | 3152.4502 | 671.4538 | 64093.296 | 54.45 | 54.225 | 14 | 0 | 0 | 42.45 | 1 | 0 | 0 | 0 | 0 |  |  | 14 | 14 | 15 | 14 | 15 | 1c | 0 | 671.4538 | 14 | 210000000000 | 80769000000 | 7850 | 5.066 | 0.024 | [12 empty] | First Mass Moment | 246571 | kgm
21 | 68.225 | 68 | 24 | 24 | 5066 | 5018 | 5066 | 5018 | L-FLG | 3152.4502 | 671.4538 |  | 54.225 | 54 | 15 | 0 | 0 | 42.225 | 1 | 0 | 0 | 0 | 0 |  |  | 15 | 15 | 16 | 15 | 16 | 1c | 0 | 671.4538 | 15 | 210000000000 | 80769000000 | 7850 | 5.066 | 0.024 | [12 empty] | Second Mass Moment | 7700000 | kgm²
20 | 68 | 65.5 | 24 | 24 | 5066 | 5018 | 5066 | 5018 |  |  | 7460.5977 |  | 54 | 51.5 | 16 | 0 | 0 | 42 | 1 | 0 | 0 | 0 | 0 |  |  | 16 | 16 | 17 | 16 | 17 | 1c | 0 | 7615.2561 | 16 | 210000000000 | 80769000000 | 7850 | 5.066 | 0.024 | [12 empty] | Blade inertia about shaft | 8573000 | kgm²
19 | 65.5 | 62.95 | 25 | 25 | 5066 | 5016 | 5066 | 5016 |  |  | 7925.3129 |  | 51.5 | 48.95 | 17 | 0 | 0 | 39.5 | 1 | 0 | 0 | 0 | 0 |  |  | 17 | 17 | 18 | 17 | 18 | 1c | 0 | 8083.0016 | 17 | 210000000000 | 80769000000 | 7850 | 5.066 | 0.025
18 | 62.95 | 60.4 | 26 | 26 | 5066 | 5014 | 5066 | 5014 |  |  | 8240.6903 |  | 48.95 | 46.4 | 18 | 0 | 0 | 36.95 | 1 | 0 | 0 | 0 | 0 |  |  | 18 | 18 | 19 | 18 | 19 | 1c | 0 | 8398.3162 | 18 | 210000000000 | 80769000000 | 7850 | 5.066 | 0.026
17 | 60.4 | 57.85 | 27 | 27 | 5066 | 5012 | 5066 | 5012 |  |  | 8555.942 |  | 46.4 | 43.85 | 19 | 0 | 0 | 34.4 | 1 | 0 | 0 | 0 | 0 |  |  | 19 | 19 | 20 | 19 | 20 | 1c | 0 | 8713.505 | 19 | 210000000000 | 80769000000 | 7850 | 5.066 | 0.027 | [12 empty] | Mass of hub | 31611.7 | kg
16 | 57.85 | 55.3 | 28 | 28 | 5066 | 5010 | 5066 | 5010 |  |  | 8871.0679 |  | 43.85 | 41.3 | 20 | 0 | 0 | 31.85 | 1 | 0 | 0 | 0 | 0 |  |  | 20 | 20 | 21 | 20 | 21 | 1c | 0 | 9028.568 | 20 | 210000000000 | 80769000000 | 7850 | 5.066 | 0.028 | [12 empty] | Mass centre of hub | 0.089 | m
15 | 55.3 | 52.75 | 29 | 29 | 5066 | 5008 | 5066 | 5008 |  |  | 9186.0681 |  | 41.3 | 38.75 | 21 | 0 | 0 | 29.3 | 1 | 0 | 0 | 0 | 0 |  |  | 21 | 21 | 22 | 21 | 22 | 1c | 0 | 9815.4395 | 21 | 210000000000 | 80769000000 | 7850 | 5.066 | 0.029 | [12 empty] | Hub inertia: about shaft | 81126 | kgm²
14 | 52.75 | 50.25 | 33 | 33 | 5066 | 5000 | 5066 | 5000 |  |  | 10240.0107 |  | 38.75 | 36.25 | 22 | 0 | 0 | 26.75 | 1 | 0 | 0 | 0 | 0 |  |  | 22 | 22 | 23 | 22 | 23 | 1c | 0 | 10240.0107 | 22 | 210000000000 | 80769000000 | 7850 | 5.066 | 0.033 | [12 empty] | perpendicular to shaft | 73234 | kgm²
13 | 50.25 | 50 | 33 | 33 | 5066 | 5000 | 5066 | 5000 | L-FLG | 3984.0361 | 1024.0011 | 69311.6307 | 36.25 | 36 | 23 | 0 | 0 | 24.25 | 1 | 0 | 0 | 0 | 0 |  |  | 23 | 23 | 24 | 23 | 24 | 1c | 0 | 1024.0011 | 23 | 210000000000 | 80769000000 | 7850 | 5.066 | 0.033 | [12 empty] | Total Rotor Mass | 74197.8 | kg
12 | 50 | 49.75 | 33 | 33 | 5066 | 5000 | 5066 | 5000 | L-FLG | 3984.0361 | 1024.0011 |  | 36 | 35.75 | 24 | 0 | 0 | 24 | 1 | 0 | 0 | 0 | 0 |  |  | 24 | 24 | 25 | 24 | 25 | 1c | 0 | 1024.0011 | 24 | 210000000000 | 80769000000 | 7850 | 5.066 | 0.033 | [12 empty] | Total Rotor Inertia | 25790000 | kgm²
11 | 49.75 | 47.4 | 33 | 33 | 5066 | 5000 | 5066 | 5000 |  |  | 9625.61 |  | 35.75 | 33.4 | 25 | 0 | 0 | 23.75 | 1 | 0 | 0 | 0 | 0 |  |  | 25 | 25 | 26 | 25 | 26 | 1c | 0 | 9919.3236 | 25 | 210000000000 | 80769000000 | 7850 | 5.066 | 0.033
10 | 47.4 | 45.1 | 35 | 35 | 5070 | 5000 | 5070 | 5000 |  |  | 9995.7385 |  | 33.4 | 31.1 | 26 | 0 | 0 | 21.4 | 1 | 0 | 0 | 0 | 0 |  |  | 26 | 26 | 27 | 26 | 27 | 1c | 0 | 10139.5557 | 26 | 210000000000 | 80769000000 | 7850 | 5.07 | 0.035 | [12 empty] | Nacelle mass | 125236 | kg
9 | 45.1 | 42.8 | 36 | 36 | 5072 | 5000 | 5072 | 5000 |  |  | 10283.373 |  | 31.1 | 28.8 | 27 | 0 | 0 | 19.1 | 1 | 0 | 0 | 0 | 0 |  |  | 27 | 27 | 28 | 27 | 28 | 1c | 0 | 10427.2469 | 27 | 210000000000 | 80769000000 | 7850 | 5.072 | 0.036 | [12 empty] | Nacelle centre of mass lateral offset | -0.044 | m
8 | 42.8 | 40.5 | 37 | 37 | 5074 | 5000 | 5074 | 5000 |  |  | 10571.1209 |  | 28.8 | 26.5 | 28 | 0 | 0 | 16.8 | 1 | 0 | 0 | 0 | 0 |  |  | 28 | 28 | 29 | 28 | 29 | 1c | 0 | 10715.0516 | 28 | 210000000000 | 80769000000 | 7850 | 5.074 | 0.037 | [12 empty] | Nacelle centre of mass above tower top | 1.543 | m
7 | 40.5 | 38.2 | 38 | 38 | 5076 | 5000 | 5076 | 5000 |  |  | 10858.9823 |  | 26.5 | 24.2 | 29 | 0 | 0 | 14.5 | 1 | 0 | 0 | 0 | 0 |  |  | 29 | 29 | 30 | 29 | 30 | 1c | 0 | 11147.0139 | 29 | 210000000000 | 80769000000 | 7850 | 5.076 | 0.038 | [12 empty] | Nacelle centre of mass in front of tower axis | -1.756 | m
6 | 38.2 | 35.9 | 40 | 40 | 5080 | 5000 | 5080 | 5000 |  |  | 11435.0454 |  | 24.2 | 21.9 | 30 | 0 | 0 | 12.2 | 1 | 0 | 0 | 0 | 0 |  |  | 30 | 30 | 31 | 30 | 31 | 1c | 0 | 11867.5181 | 30 | 210000000000 | 80769000000 | 7850 | 5.08 | 0.04 | [12 empty] | Yaw inertia (about tower axis) | 2229000 | kgm²
5 | 35.9 | 33.6 | 43 | 43 | 5086 | 5000 | 5086 | 5000 |  |  | 12299.9909 |  | 21.9 | 19.6 | 31 | 0 | 0 | 9.9 | 1 | 0 | 0 | 0 | 0 |  |  | 31 | 31 | 32 | 31 | 32 | 1c | 0 | 13311.0792 | 31 | 210000000000 | 80769000000 | 7850 | 5.086 | 0.043 | [12 empty] | Nodding inertia (about CoG) | 1827000 | kgm²
4 | 33.6 | 31.3 | 50 | 50 | 5100 | 5000 | 5100 | 5000 |  |  | 14322.1675 |  | 19.6 | 17.3 | 32 | 0 | 0 | 7.6 | 1 | 0 | 0 | 0 | 0 |  |  | 32 | 32 | 33 | 32 | 33 | 1c | 0 | 16207.2767 | 32 | 210000000000 | 80769000000 | 7850 | 5.1 | 0.05 | [12 empty] | Rolling inertia (about CoG) | 275349 | kgm²
3 | 31.3 | 28.8 | 63 | 63 | 5126 | 5000 | 5126 | 5000 |  |  | 19665.6368 |  | 17.3 | 14.8 | 33 | 0 | 0 | 5.3 | 1 | 0 | 0 | 0 | 0 |  |  | 33 | 33 | 34 | 33 | 34 | 1c | 0 | 19665.6368 | 33 | 210000000000 | 80769000000 | 7850 | 5.126 | 0.063 | [12 empty] | Total Tower-head Mass | 199434 | kg
2 | 28.8 | 26.3 | 63 | 63 | 5126 | 5000 | 5126 | 5000 |  |  | 19665.6368 |  | 14.8 | 12.3 | 34 | 0 | 0 | 2.8 | 1 | 0 | 0 | 0 | 0 |  |  | 34 | 34 | 35 | 34 | 35 | 1c | 0 | 19665.6368 | 34 | 210000000000 | 80769000000 | 7850 | 5.126 | 0.063 | [12 empty] | Total Yaw Inertia: 0° azimuth | 16420000 | kgm²
1 | 26.3 | 26 | 63 | 63 | 5126 | 5000 | 5126 | 5000 | L-FLG | 9670.9089 | 2359.8764 | 145762.1246 | 12.3 | 12 | 35 | 0 | 0 | 0.3 | 1 | 0 | 0 | 0 | 0 |  |  | 35 | 35 | 36 | 35 | 36 | 1c | 0 | 2359.8764 | 35 | 210000000000 | 80769000000 | 7850 | 5.126 | 0.063 | [12 empty] | Total Yaw Inertia: 90° azimuth | 16420000 | kgm²
| * Section 1 은 삼성중공업 요청에 따라 I.D 5000mm 맞추어 설계 | [9 empty] | Total | 279167.0513 | 12 |  | 36 | 0 | 0 | 0 | 1 | 0 | 0 | 0 | 0 | [10 empty] | 36 | 210000000000 | 80769000000 | 7850 | 5.126 | 0.063
[32 empty] | Shell | 262331.1291
[32 empty] | Mass | 25473.2316
[32 empty] | Total | 287804.3607

## 260403_OnshoreTower
3MW Onshore tower model
Ref : DS3000-134-CAL20-0001.R00_Certification load calculation for WinDS3000-134 onshore.pdf
[11 empty] | JointID | JointXss | JointYss | JointZss | JointType | JointDirX | JointDirY | JointDirZ | JointStiff | ![Coordinates | of | MemberID | MJointID1 | MJointID2 | MPropSetID1 | MPropSetID2 | MType | MSpin/COSMID | Weight | PropSetID | YoungE | ShearG | MatDens | XsecD | XsecT | CMJointID | JMass | JMXX | JMYY | JMZZ | JMXY | JMXZ | JMYZ | MCGX | MCGY | MCGZ
| Station Number | Height (m) | Diameter (m) | Wall thickness (mm) | Material | Mass/unit length (kg/m) | Stiffness (Nm²) | Shear stiffness (N) | Torsional stiffness (Nm²) | Polar moment of inertia (kgm) | (-) | (m) | (m) | (m) | (-) | (-) | (-) | (-) | (Nm/rad) |  |  | (-) | (-) | (-) | (-) | (-) | (-) | (deg/-) | kg | (-) | (N/m2) | (N/m2) | (kg/m3) | (m) | (m) | (-) | (kg) | (kg*m^2) | (kg*m^2) | (kg*m^2) | (kg*m^2) | (kg*m^2) | (kg*m^2) | (m) | (m) | (m)
| 51 | 87.777 | 3.3 | 18 | S355 | 1456.9 | 52480000000 | 7498000000 | 40380000000 | 3923.38 | 1 | 0 | 0 | 87.777 | 1 | 0 | 0 | 0 | 0 |  |  | 1 | 1 | 2 | 1 | 2 | 1c | 0 | 3969.5943 | 1 | 210000000000 | 80769000000 | 7850 | 3.3 | 0.018 | 1 | 206362 | 0 | 0 | 2229000 | 0 | 0 | 0 | 1.756 | 0.044 | 1.543
| 50 | 85.077 | 3.36 | 18 | S355 | 1483.54 | 55410000000 | 7635000000 | 42640000000 | 4142.51 | 2 | 0 | 0 | 85.077 | 1 | 0 | 0 | 0 | 0 |  |  | 2 | 2 | 3 | 2 | 3 | 1c | 0 | #REF! | 2 | 210000000000 | 80769000000 | 7850 | 3.36 | 0.018
| 48 | 82.577 | 3.42 | 16 | S355 | 1343.17 | 52040000000 | 6913000000 | 40050000000 | 3890.97 | 3 | 0 | 0 | 82.577 | 1 | 0 | 0 | 0 | 0 |  |  | 3 | 3 | 4 | 3 | 4 | 1c | 0 | 3387.504 | 3 | 210000000000 | 80769000000 | 7850 | 3.42 | 0.016
| 47 | 80.077 | 3.48 | 16 | S355 | 1366.84 | 54850000000 | 7034000000 | 42210000000 | 4100.37 | 4 | 0 | 0 | 80.077 | 1 | 0 | 0 | 0 | 0 |  |  | 4 | 4 | 5 | 4 | 5 | 1c | 0 | 3446.6916 | 4 | 210000000000 | 80769000000 | 7850 | 3.48 | 0.016
| 46 | 77.577 | 3.54 | 16 | S355 | 1390.52 | 57750000000 | 7156000000 | 44440000000 | 4317.15 | 5 | 0 | 0 | 77.577 | 1 | 0 | 0 | 0 | 0 |  |  | 5 | 5 | 6 | 5 | 6 | 1c | 0 | 3505.8792 | 5 | 210000000000 | 80769000000 | 7850 | 3.54 | 0.016
| 45 | 75.077 | 3.6 | 16 | S355 | 1414.19 | 60750000000 | 7278000000 | 46740000000 | 4541.43 | 6 | 0 | 0 | 75.077 | 1 | 0 | 0 | 0 | 0 |  |  | 6 | 6 | 7 | 6 | 7 | 1c | 0 | 3565.0668 | 6 | 210000000000 | 80769000000 | 7850 | 3.6 | 0.016
| 44 | 72.577 | 3.66 | 16 | S355 | 1437.87 | 63850000000 | 7400000000 | 49130000000 | 4773.35 | 7 | 0 | 0 | 72.577 | 1 | 0 | 0 | 0 | 0 |  |  | 7 | 7 | 8 | 7 | 8 | 1c | 0 | #REF! | 7 | 210000000000 | 80769000000 | 7850 | 3.66 | 0.016
| 42 | 70.077 | 3.72 | 18 | S355 | 1643.34 | 75310000000 | 8457000000 | 57960000000 | 5630.56 | 8 | 0 | 0 | 70.077 | 1 | 0 | 0 | 0 | 0 |  |  | 8 | 8 | 9 | 8 | 9 | 1c | 0 | 4141.6527 | 8 | 210000000000 | 80769000000 | 7850 | 3.72 | 0.018
| 41 | 67.577 | 3.78 | 18 | S355 | 1669.98 | 79030000000 | 8595000000 | 60820000000 | 5908.78 | 9 | 0 | 0 | 67.577 | 1 | 0 | 0 | 0 | 0 |  |  | 9 | 9 | 10 | 9 | 10 | 1c | 0 | 4208.2388 | 9 | 210000000000 | 80769000000 | 7850 | 3.78 | 0.018
| 40 | 65.077 | 3.84 | 18 | S355 | 1696.61 | 82880000000 | 8732000000 | 63780000000 | 6196.03 | 10 | 0 | 0 | 65.077 | 1 | 0 | 0 | 0 | 0 |  |  | 10 | 10 | 11 | 10 | 11 | 1c | 0 | #REF! | 10 | 210000000000 | 80769000000 | 7850 | 3.84 | 0.018
| 38 | 62.437 | 3.9 | 20 | S355 | 1913.73 | 96340000000 | 9849000000 | 74140000000 | 7202.7 | 11 | 0 | 0 | 62.437 | 1 | 0 | 0 | 0 | 0 |  |  | 11 | 11 | 12 | 11 | 12 | 1c | 0 | 5076.9944 | 11 | 210000000000 | 80769000000 | 7850 | 3.9 | 0.02
| 37 | 59.797 | 3.938 | 20 | S355 | 1932.47 | 99200000000 | 9945000000 | 76340000000 | 7416.4 | 12 | 0 | 0 | 59.797 | 1 | 0 | 0 | 0 | 0 |  |  | 12 | 12 | 13 | 12 | 13 | 1c | 0 | 4854.0002 | 12 | 210000000000 | 80769000000 | 7850 | 3.938 | 0.02
| 36 | 57.297 | 3.975 | 20 | S355 | 1950.72 | 102000000000 | 10040000000 | 78520000000 | 7628.5 | 13 | 0 | 0 | 57.297 | 1 | 0 | 0 | 0 | 0 |  |  | 13 | 13 | 14 | 13 | 14 | 1c | 0 | #REF! | 13 | 210000000000 | 80769000000 | 7850 | 3.975 | 0.02
| 34 | 54.797 | 4.013 | 22 | S355 | 2165.32 | 115300000000 | 11140000000 | 88750000000 | 8622.62 | 14 | 0 | 0 | 54.797 | 1 | 0 | 0 | 0 | 0 |  |  | 14 | 14 | 15 | 14 | 15 | 1c | 0 | 5438.4161 | 14 | 210000000000 | 80769000000 | 7850 | 4.013 | 0.022
| 33 | 52.297 | 4.05 | 22 | S355 | 2185.41 | 118600000000 | 11250000000 | 91240000000 | 8864.71 | 15 | 0 | 0 | 52.297 | 1 | 0 | 0 | 0 | 0 |  |  | 15 | 15 | 16 | 15 | 16 | 1c | 0 | 5489.2805 | 15 | 210000000000 | 80769000000 | 7850 | 4.05 | 0.022
| 32 | 49.797 | 4.088 | 22 | S355 | 2206.03 | 122000000000 | 11350000000 | 93850000000 | 9117.97 | 16 | 0 | 0 | 49.797 | 1 | 0 | 0 | 0 | 0 |  |  | 16 | 16 | 17 | 16 | 17 | 1c | 0 | #REF! | 16 | 210000000000 | 80769000000 | 7850 | 4.088 | 0.022
| 30 | 47.297 | 4.125 | 24 | S355 | 2427.28 | 136500000000 | 12490000000 | 105000000000 | 10206 | 17 | 0 | 0 | 47.297 | 1 | 0 | 0 | 0 | 0 |  |  | 17 | 17 | 18 | 17 | 18 | 1c | 0 | 6096.3234 | 17 | 210000000000 | 80769000000 | 7850 | 4.125 | 0.024
| 29 | 44.797 | 4.163 | 24 | S355 | 2449.77 | 140300000000 | 12610000000 | 108000000000 | 10492.3 | 18 | 0 | 0 | 44.797 | 1 | 0 | 0 | 0 | 0 |  |  | 18 | 18 | 19 | 18 | 19 | 1c | 0 | #REF! | 18 | 210000000000 | 80769000000 | 7850 | 4.163 | 0.024
| 27 | 42.122 | 4.2 | 26 | S355 | 2676.37 | 155900000000 | 13770000000 | 120000000000 | 11657.5 | 19 | 0 | 0 | 42.122 | 1 | 0 | 0 | 0 | 0 |  |  | 19 | 19 | 20 | 19 | 20 | 1c | 0 | 7173.8553 | 19 | 210000000000 | 80769000000 | 7850 | 4.2 | 0.026
| 26 | 39.447 | 4.217 | 26 | S355 | 2687.27 | 157800000000 | 13830000000 | 121500000000 | 11800.6 | 20 | 0 | 0 | 39.447 | 1 | 0 | 0 | 0 | 0 |  |  | 20 | 20 | 21 | 20 | 21 | 1c | 0 | 6730.9871 | 20 | 210000000000 | 80769000000 | 7850 | 4.217 | 0.026
| 25 | 36.947 | 4.233 | 26 | S355 | 2697.52 | 159700000000 | 13880000000 | 122900000000 | 11936.2 | 21 | 0 | 0 | 36.947 | 1 | 0 | 0 | 0 | 0 |  |  | 21 | 21 | 22 | 21 | 22 | 1c | 0 | #REF! | 21 | 210000000000 | 80769000000 | 7850 | 4.233 | 0.026
| 23 | 34.447 | 4.25 | 28 | S355 | 2915.39 | 173800000000 | 15000000000 | 133700000000 | 12992.5 | 22 | 0 | 0 | 34.447 | 1 | 0 | 0 | 0 | 0 |  |  | 22 | 22 | 23 | 22 | 23 | 1c | 0 | 7303.134 | 22 | 210000000000 | 80769000000 | 7850 | 4.25 | 0.028
| 22 | 31.947 | 4.267 | 28 | S355 | 2927.13 | 175900000000 | 15060000000 | 135400000000 | 13150.1 | 23 | 0 | 0 | 31.947 | 1 | 0 | 0 | 0 | 0 |  |  | 23 | 23 | 24 | 23 | 24 | 1c | 0 | 7331.618 | 23 | 210000000000 | 80769000000 | 7850 | 4.267 | 0.028
| 21 | 29.447 | 4.283 | 28 | S355 | 2938.18 | 177900000000 | 15120000000 | 136900000000 | 13299.5 | 24 | 0 | 0 | 29.447 | 1 | 0 | 0 | 0 | 0 |  |  | 24 | 24 | 25 | 24 | 25 | 1c | 0 | #REF! | 24 | 210000000000 | 80769000000 | 7850 | 4.283 | 0.028
| 19 | 26.747 | 4.3 | 30 | S355 | 3159.13 | 192600000000 | 16260000000 | 148200000000 | 14400.8 | 25 | 0 | 0 | 26.747 | 1 | 0 | 0 | 0 | 0 |  |  | 25 | 25 | 26 | 25 | 26 | 1c | 0 | 8687.6307 | 25 | 210000000000 | 80769000000 | 7850 | 4.3 | 0.03
| 18 | 23.997 | 4.3 | 30 | S355 | 3159.13 | 192600000000 | 16260000000 | 148200000000 | 14400.8 | 26 | 0 | 0 | 23.997 | 1 | 0 | 0 | 0 | 0 |  |  | 26 | 26 | 27 | 26 | 27 | 1c | 0 | #REF! | 26 | 210000000000 | 80769000000 | 7850 | 4.3 | 0.03
| 16 | 21.447 | 4.3 | 32 | S355 | 3368.17 | 205200000000 | 17330000000 | 157900000000 | 15339.4 | 27 | 0 | 0 | 21.447 | 1 | 0 | 0 | 0 | 0 |  |  | 27 | 27 | 28 | 27 | 28 | 1c | 0 | 8588.8318 | 27 | 210000000000 | 80769000000 | 7850 | 4.3 | 0.032
| 15 | 18.897 | 4.3 | 32 | S355 | 3368.17 | 205200000000 | 17330000000 | 157900000000 | 15339.4 | 28 | 0 | 0 | 18.897 | 1 | 0 | 0 | 0 | 0 |  |  | 28 | 28 | 29 | 28 | 29 | 1c | 0 | #REF! | 28 | 210000000000 | 80769000000 | 7850 | 4.3 | 0.032
| 13 | 16.347 | 4.3 | 34 | S355 | 3576.99 | 217700000000 | 18410000000 | 167500000000 | 16275.2 | 29 | 0 | 0 | 16.347 | 1 | 0 | 0 | 0 | 0 |  |  | 29 | 29 | 30 | 29 | 30 | 1c | 0 | #REF! | 29 | 210000000000 | 80769000000 | 7850 | 4.3 | 0.034
| 11 | 14.06 | 4.3 | 36 | S355 | 3785.64 | 230200000000 | 19480000000 | 177100000000 | 17208.6 | 30 | 0 | 0 | 14.06 | 1 | 0 | 0 | 0 | 0 |  |  | 30 | 30 | 31 | 30 | 31 | 1c | 0 | #REF! | 30 | 210000000000 | 80769000000 | 7850 | 4.3 | 0.036
| 9 | 11.28 | 4.3 | 38 | S355 | 3994.09 | 242600000000 | 20560000000 | 186700000000 | 18139.2 | 31 | 0 | 0 | 11.28 | 1 | 0 | 0 | 0 | 0 |  |  | 31 | 31 | 32 | 31 | 32 | 1c | 0 | 11103.5376 | 31 | 210000000000 | 80769000000 | 7850 | 4.3 | 0.038
| 8 | 8.5 | 4.3 | 38 | S355 | 3994.09 | 242600000000 | 20560000000 | 186700000000 | 18139.2 | 32 | 0 | 0 | 8.5 | 1 | 0 | 0 | 0 | 0 |  |  | 32 | 32 | 33 | 32 | 33 | 1c | 0 | #REF! | 32 | 210000000000 | 80769000000 | 7850 | 4.3 | 0.038
| 6 | 6.1 | 4.3 | 42 | S355 | 4410.37 | 267400000000 | 22700000000 | 205800000000 | 19992.6 | 33 | 0 | 0 | 6.1 | 1 | 0 | 0 | 0 | 0 |  |  | 33 | 33 | 34 | 33 | 34 | 1c | 0 | #REF! | 33 | 210000000000 | 80769000000 | 7850 | 4.3 | 0.042
| 4 | 3.55 | 4.3 | 48 | S355 | 5033.32 | 304300000000 | 25900000000 | 234200000000 | 22752.9 | 34 | 0 | 0 | 3.55 | 1 | 0 | 0 | 0 | 0 |  |  | 34 | 34 | 35 | 34 | 35 | 1c | 0 | 12834.9506 | 34 | 210000000000 | 80769000000 | 7850 | 4.3 | 0.048
| 3 | 1 | 4.3 | 48 | S355 | 5033.32 | 304300000000 | 25900000000 | 234200000000 | 22752.9 | 35 | 0 | 0 | 1 | 1 | 0 | 0 | 0 | 0 |  |  | 35 | 35 | 36 | 35 | 36 | 1c | 0 | 2516.657 | 35 | 210000000000 | 80769000000 | 7850 | 4.3 | 0.048
| 2 | 0.5 | 4.3 | 48 | S355 | 5033.32 | 304300000000 | 25900000000 | 234200000000 | 22752.9 | 36 | 0 | 0 | 0.5 | 1 | 0 | 0 | 0 | 0 |  |  | 36 | 36 | 37 | 36 | 37 | 1c | 0 | 2516.657 | 36 | 210000000000 | 80769000000 | 7850 | 4.3 | 0.048
| 1 | 0 | 4.3 | 48 | S355 | 5033.32 | 304300000000 | 25900000000 | 234200000000 | 22752.9 | 37 | 0 | 0 | 0 | 1 | 0 | 0 | 0 | 0 | [10 empty] | 37 | 210000000000 | 80769000000 | 7850 | 4.3 | 0.048

## 3mwFlator+2ndTower
| Node | H(m) | X(m) | Y(m) | M(kg) | Mooring | Member | Node | Dia(m) | Th(mm) | Material | Flooded? | MG(mm) | M(kg/m) |  |  | BS(Nm^2) |  | SS(N) |  |  |  | TS(Nm^2) | M(kgm) | AS(N) |  |  | Sealed? | [5 empty] | OffX | OffY | OffZ | JointID | JointXss | JointYss | JointZss | JointType | JointDirX | JointDirY | JointDirZ | JointStiff | MemberID | MJointID1 | MJointID2 | MPropSetID1 | MPropSetID2 | MType | MSpin/COSMID | PropSetID | YoungE | ShearG | MatDens | XsecD | XsecT |  | MemberID | MJointID1 | MJointID2 | MPropSetID1 | MPropSetID2 | MType | MSpin/COSMID |  | PropSetID | YoungE | ShearG | MatDens | XsecD | XsecT
| 1 | -14 | 0 | 0 | 0 |  | 1.1 | 1 | 5 | 24 | Floater | No | 0 | 0.0003752 | 0 | 0 | 243900000000 | 243900000000 | 15160000000 | 15160000000 | 0 | 0 | 187700000000 | 0.002322 | 78790000000 | 0.65 | N/A | Yes | BEM | Hydrodynamics | (with | Morison | drag) | 0 | 0 | 0 | 1 | 0 | 0 | -14 | 1 | 0 | 0 | 0 | 0 | 1 | 1 | 2 | 1 | 1 | 1c | 0 | 1 | 2.10E+11 | 8.08E+10 | 7850 | 5 | 0.024 |  | 1 | 1 | 2 | 1 | 1 | 1c | 0 | 0 | 1 | 2.10E+11 | 8.08E+10 | 7850 | 5 | 0.024
| 2 | -12 | 0 | 0 | 0 |  | 1.2 | 2 | 5 | 24 | Floater | No | 0 | 0.0003752 | 0 | 0 | 243900000000 | 243900000000 | 15160000000 | 15160000000 | 0 | 0 | 187700000000 | 0.002322 | 78790000000 | 0.65 | N/A | Yes | BEM | Hydrodynamics | (with | Morison | drag) | 0 | 0 | 0 | 2 | 0 | 0 | -12 | 1 | 0 | 0 | 0 | 0 | [14 empty] | 2 | 2 | 3 | 2 | 2 | 1c | 0 | 0 | 2 | 2.10E+11 | 8.08E+10 | 7850 | 5 | 0.024
| 3 | -10 | 0 | 0 | 0 |  | 2.1 | 2 | 5 | 24 | Floater | No | 0 | 0.0003752 | 0 | 0 | 243900000000 | 243900000000 | 15160000000 | 15160000000 | 0 | 0 | 187700000000 | 0.002322 | 78790000000 | 0.65 | N/A | Yes | BEM | Hydrodynamics | (with | Morison | drag) | 0 | 0 | 0 | 3 | 0 | 0 | -10 | 1 | 0 | 0 | 0 | 0 | 2 | 2 | 3 | 2 | 2 | 1c | 0 | 2 | 2.10E+11 | 8.08E+10 | 7850 | 5 | 0.024 |  | 3 | 3 | 4 | 3 | 3 | 1c | 0 | 0 | 3 | 2.10E+11 | 8.08E+10 | 7850 | 5 | 0.024
| 4 | -8 | 0 | 0 | 0 |  | 2.2 | 3 | 5 | 24 | Floater | No | 0 | 0.0003752 | 0 | 0 | 243900000000 | 243900000000 | 15160000000 | 15160000000 | 0 | 0 | 187700000000 | 0.002322 | 78790000000 | 0.65 | N/A | Yes | BEM | Hydrodynamics | (with | Morison | drag) | 0 | 0 | 0 | 4 | 0 | 0 | -8 | 1 | 0 | 0 | 0 | 0 | [14 empty] | 4 | 4 | 5 | 4 | 4 | 1c | 0 | 0 | 4 | 2.10E+11 | 8.08E+10 | 7850 | 5 | 0.024
| 5 | -6 | 0 | 0 | 0 |  | 3.1 | 3 | 5 | 24 | Floater | No | 0 | 0.0003752 | 0 | 0 | 243900000000 | 243900000000 | 15160000000 | 15160000000 | 0 | 0 | 187700000000 | 0.002322 | 78790000000 | 0.65 | N/A | Yes | BEM | Hydrodynamics | (with | Morison | drag) | 0 | 0 | 0 | 5 | 0 | 0 | -6 | 1 | 0 | 0 | 0 | 0 | 3 | 3 | 4 | 3 | 3 | 1c | 0 | 3 | 2.10E+11 | 8.08E+10 | 7850 | 5 | 0.024 |  | 5 | 5 | 6 | 5 | 5 | 1c | 0 | 0 | 5 | 2.10E+11 | 8.08E+10 | 7850 | 5 | 0.024
| 6 | -4 | 0 | 0 | 0 |  | 3.2 | 4 | 5 | 24 | Floater | No | 0 | 0.0003752 | 0 | 0 | 243900000000 | 243900000000 | 15160000000 | 15160000000 | 0 | 0 | 187700000000 | 0.002322 | 78790000000 | 0.65 | N/A | Yes | BEM | Hydrodynamics | (with | Morison | drag) | 0 | 0 | 0 | 6 | 0 | 0 | -4 | 1 | 0 | 0 | 0 | 0 | [14 empty] | 6 | 6 | 7 | 6 | 6 | 1c | 0 | 0 | 6 | 2.10E+11 | 8.08E+10 | 7850 | 5 | 0.024
| 7 | -2 | 0 | 0 | 0 |  | 4.1 | 4 | 5 | 24 | Floater | No | 0 | 0.0003752 | 0 | 0 | 243900000000 | 243900000000 | 15160000000 | 15160000000 | 0 | 0 | 187700000000 | 0.002322 | 78790000000 | 0.65 | N/A | Yes | BEM | Hydrodynamics | (with | Morison | drag) | 0 | 0 | 0 | 7 | 0 | 0 | -2 | 1 | 0 | 0 | 0 | 0 | 4 | 4 | 5 | 4 | 4 | 1c | 0 | 4 | 2.10E+11 | 8.08E+10 | 7850 | 5 | 0.024 |  | 7 | 7 | 8 | 7 | 7 | 1c | 0 | 0 | 7 | 2.10E+11 | 8.08E+10 | 7850 | 5 | 0.024
| 8 | 0 | 0 | 0 | 0 | TLM1 | 4.2 | 5 | 5 | 24 | Floater | No | 0 | 0.0003752 | 0 | 0 | 243900000000 | 243900000000 | 15160000000 | 15160000000 | 0 | 0 | 187700000000 | 0.002322 | 78790000000 | 0.65 | N/A | Yes | BEM | Hydrodynamics | (with | Morison | drag) | 0 | 0 | 0 | 8 | 0 | 0 | 0 | 1 | 0 | 0 | 0 | 0 | [14 empty] | 8 | 8 | 9 | 8 | 8 | 1c | 0 | 0 | 8 | 2.10E+11 | 8.08E+10 | 7850 | 5 | 0.035
| 9 | 1.797 | 0 | 0 | 0 |  | 5.1 | 5 | 5 | 24 | Floater | No | 0 | 0.0003752 | 0 | 0 | 243900000000 | 243900000000 | 15160000000 | 15160000000 | 0 | 0 | 187700000000 | 0.002322 | 78790000000 | 0.65 | N/A | Yes | BEM | Hydrodynamics | (with | Morison | drag) | 0 | 0 | 0 | 9 | 0 | 0 | 1.797 | 1 | 0 | 0 | 0 | 0 | 5 | 5 | 6 | 5 | 5 | 1c | 0 | 5 | 2.10E+11 | 8.08E+10 | 7850 | 5 | 0.024 |  | 9 | 9 | 10 | 9 | 9 | 1c | 0 | 0 | 9 | 2.10E+11 | 8.08E+10 | 7850 | 5 | 0.035
| 10 | 4 | 0 | 0 | 0 |  | 5.2 | 6 | 5 | 24 | Floater | No | 0 | 0.0003752 | 0 | 0 | 243900000000 | 243900000000 | 15160000000 | 15160000000 | 0 | 0 | 187700000000 | 0.002322 | 78790000000 | 0.65 | N/A | Yes | BEM | Hydrodynamics | (with | Morison | drag) | 0 | 0 | 0 | 10 | 0 | 0 | 4 | 1 | 0 | 0 | 0 | 0 | [14 empty] | 10 | 10 | 11 | 10 | 10 | 1c | 0 | 0 | 10 | 2.10E+11 | 8.08E+10 | 7850 | 5 | 0.035
| 11 | 6 | 0 | 0 | 0 |  | 6.1 | 6 | 5 | 24 | Floater | No | 0 | 0.0003752 | 0 | 0 | 243900000000 | 243900000000 | 15160000000 | 15160000000 | 0 | 0 | 187700000000 | 0.002322 | 78790000000 | 0.65 | N/A | Yes | BEM | Hydrodynamics | (with | Morison | drag) | 0 | 0 | 0 | 11 | 0 | 0 | 6 | 1 | 0 | 0 | 0 | 0 | 6 | 6 | 7 | 6 | 6 | 1c | 0 | 6 | 2.10E+11 | 8.08E+10 | 7850 | 5 | 0.024 |  | 11 | 11 | 12 | 11 | 11 | 1c | 0 | 0 | 11 | 2.10E+11 | 8.08E+10 | 7850 | 5 | 0.035
| 12 | 8 | 0 | 0 | 0 |  | 6.2 | 7 | 5 | 24 | Floater | No | 0 | 0.0003752 | 0 | 0 | 243900000000 | 243900000000 | 15160000000 | 15160000000 | 0 | 0 | 187700000000 | 0.002322 | 78790000000 | 0.65 | N/A | Yes | BEM | Hydrodynamics | (with | Morison | drag) | 0 | 0 | 0 | 12 | 0 | 0 | 8 | 1 | 0 | 0 | 0 | 0 | [14 empty] | 12 | 12 | 13 | 12 | 12 | 1c | 0 | 0 | 12 | 2.10E+11 | 8.08E+10 | 7850 | 5 | 0.035
| 13 | 9.3 | 0 | 0 | 0 |  | 7.1 | 7 | 5 | 24 | Floater | No | 0 | 0.0003752 | 0 | 0 | 243900000000 | 243900000000 | 15160000000 | 15160000000 | 0 | 0 | 187700000000 | 0.002322 | 78790000000 | 0.65 | N/A | Yes | BEM | Hydrodynamics | (with | Morison | drag) | 0 | 0 | 0 | 13 | 0 | 0 | 9.3 | 1 | 0 | 0 | 0 | 0 | 7 | 7 | 8 | 7 | 7 | 1c | 0 | 7 | 2.10E+11 | 8.08E+10 | 7850 | 5 | 0.024 |  | 13 | 13 | 14 | 13 | 13 | 1c | 0 | 0 | 13 | 2.10E+11 | 8.08E+10 | 7850 | 5 | 0.035
| 14 | 10 | 0 | 0 | 0 |  | 7.2 | 8 | 5 | 24 | Floater | No | 0 | 0.0003752 | 0 | 0 | 243900000000 | 243900000000 | 15160000000 | 15160000000 | 0 | 0 | 187700000000 | 0.002322 | 78790000000 | 0.65 | N/A | Yes | BEM | Hydrodynamics | (with | Morison | drag) | 0 | 0 | 0 | 14 | 0 | 0 | 10 | 1 | 0 | 0 | 0 | 0 | [14 empty] | 14 | 14 | 15 | 14 | 14 | 1c | 0 | 0 | 14 | 2.10E+11 | 8.08E+10 | 7850 | 5 | 0.035
| 15 | 11 | 0 | 0 | 0 |  | 8.1 | 8 | 5 | 35 | Floater | No | 0 | 0.0005459 | 0 | 0 | 353300000000 | 353300000000 | 22060000000 | 22060000000 | 0 | 0 | 271900000000 | 0.003365 | 114600000000 | 0.65 | N/A | Yes | BEM | Hydrodynamics | (with | Morison | drag) | 0 | 0 | 0 | 15 | 0 | 0 | 11 | 1 | 0 | 0 | 0 | 0 | 8 | 8 | 9 | 8 | 8 | 1c | 0 | 8 | 2.10E+11 | 8.08E+10 | 7850 | 5 | 0.035 |  | 15 | 16 | 17 | 15 | 15 | 1c | 0 | 0 | 15 | 2.10E+11 | 8.08E+10 | 7850 | 10 | 0.022
| 16 | -14 | 12.99 | 22.5 | 0 |  | 8.2 | 9 | 5 | 35 | Floater | No | 0 | 0.0005459 | 0 | 0 | 353300000000 | 353300000000 | 22060000000 | 22060000000 | 0 | 0 | 271900000000 | 0.003365 | 114600000000 | 0.65 | N/A | Yes | BEM | Hydrodynamics | (with | Morison | drag) | 0 | 0 | 0 | 16 | 12.99 | 22.5 | -14 | 1 | 0 | 0 | 0 | 0 | [14 empty] | 16 | 17 | 18 | 16 | 16 | 1c | 0 | 0 | 16 | 2.10E+11 | 8.08E+10 | 7850 | 10 | 0.022
| 17 | -12 | 12.99 | 22.5 | 0 |  | 9.1 | 9 | 5 | 35 | Floater | No | 0 | 0.0005459 | 0 | 0 | 353300000000 | 353300000000 | 22060000000 | 22060000000 | 0 | 0 | 271900000000 | 0.003365 | 114600000000 | 0.65 | N/A | Yes | BEM | Hydrodynamics | (with | Morison | drag) | 0 | 0 | 0 | 17 | 12.99 | 22.5 | -12 | 1 | 0 | 0 | 0 | 0 | 9 | 9 | 10 | 9 | 9 | 1c | 0 | 9 | 2.10E+11 | 8.08E+10 | 7850 | 5 | 0.035 |  | 17 | 18 | 19 | 17 | 17 | 1c | 0 | 0 | 17 | 2.10E+11 | 8.08E+10 | 7850 | 10 | 0.022
| 18 | -10 | 12.99 | 22.5 | 0 |  | 9.2 | 10 | 5 | 35 | Floater | No | 0 | 0.0005459 | 0 | 0 | 353300000000 | 353300000000 | 22060000000 | 22060000000 | 0 | 0 | 271900000000 | 0.003365 | 114600000000 | 0.65 | N/A | Yes | BEM | Hydrodynamics | (with | Morison | drag) | 0 | 0 | 0 | 18 | 12.99 | 22.5 | -10 | 1 | 0 | 0 | 0 | 0 | [14 empty] | 18 | 19 | 20 | 18 | 18 | 1c | 0 | 0 | 18 | 2.10E+11 | 8.08E+10 | 7850 | 10 | 0.022
| 19 | -7 | 12.99 | 22.5 | 0 |  | 10.1 | 10 | 5 | 35 | Floater | No | 0 | 0.0005459 | 0 | 0 | 353300000000 | 353300000000 | 22060000000 | 22060000000 | 0 | 0 | 271900000000 | 0.003365 | 114600000000 | 0.65 | N/A | Yes | BEM | Hydrodynamics | (with | Morison | drag) | 0 | 0 | 0 | 19 | 12.99 | 22.5 | -7 | 1 | 0 | 0 | 0 | 0 | 10 | 10 | 11 | 10 | 10 | 1c | 0 | 10 | 2.10E+11 | 8.08E+10 | 7850 | 5 | 0.035 |  | 19 | 20 | 21 | 19 | 19 | 1c | 0 | 0 | 19 | 2.10E+11 | 8.08E+10 | 7850 | 10 | 0.022
| 20 | -6 | 12.99 | 22.5 | 0 |  | 10.2 | 11 | 5 | 35 | Floater | No | 0 | 0.0005459 | 0 | 0 | 353300000000 | 353300000000 | 22060000000 | 22060000000 | 0 | 0 | 271900000000 | 0.003365 | 114600000000 | 0.65 | N/A | Yes | BEM | Hydrodynamics | (with | Morison | drag) | 0 | 0 | 0 | 20 | 12.99 | 22.5 | -6 | 1 | 0 | 0 | 0 | 0 | [14 empty] | 20 | 21 | 22 | 20 | 20 | 1c | 0 | 0 | 20 | 2.10E+11 | 8.08E+10 | 7850 | 10 | 0.02
| 21 | -3 | 12.99 | 22.5 | 0 |  | 11.1 | 11 | 5 | 35 | Floater | No | 0 | 0.0005459 | 0 | 0 | 353300000000 | 353300000000 | 22060000000 | 22060000000 | 0 | 0 | 271900000000 | 0.003365 | 114600000000 | 0.65 | N/A | Yes | BEM | Hydrodynamics | (with | Morison | drag) | 0 | 0 | 0 | 21 | 12.99 | 22.5 | -3 | 1 | 0 | 0 | 0 | 0 | 11 | 11 | 12 | 11 | 11 | 1c | 0 | 11 | 2.10E+11 | 8.08E+10 | 7850 | 5 | 0.035 |  | 21 | 22 | 23 | 21 | 21 | 1c | 0 | 0 | 21 | 2.10E+11 | 8.08E+10 | 7850 | 10 | 0.02
| 22 | -2 | 12.99 | 22.5 | 0 |  | 11.2 | 12 | 5 | 35 | Floater | No | 0 | 0.0005459 | 0 | 0 | 353300000000 | 353300000000 | 22060000000 | 22060000000 | 0 | 0 | 271900000000 | 0.003365 | 114600000000 | 0.65 | N/A | Yes | BEM | Hydrodynamics | (with | Morison | drag) | 0 | 0 | 0 | 22 | 12.99 | 22.5 | -2 | 1 | 0 | 0 | 0 | 0 | [14 empty] | 22 | 23 | 24 | 22 | 22 | 1c | 0 | 0 | 22 | 2.10E+11 | 8.08E+10 | 7850 | 10 | 0.02
| 23 | 0 | 12.99 | 22.5 | 0 |  | 12.1 | 12 | 5 | 35 | Floater | No | 0 | 0.0005459 | 0 | 0 | 353300000000 | 353300000000 | 22060000000 | 22060000000 | 0 | 0 | 271900000000 | 0.003365 | 114600000000 | 0.65 | N/A | Yes | BEM | Hydrodynamics | (with | Morison | drag) | 0 | 0 | 0 | 23 | 12.99 | 22.5 | 0 | 1 | 0 | 0 | 0 | 0 | 12 | 12 | 13 | 12 | 12 | 1c | 0 | 12 | 2.10E+11 | 8.08E+10 | 7850 | 5 | 0.035 |  | 23 | 24 | 25 | 23 | 23 | 1c | 0 | 0 | 23 | 2.10E+11 | 8.08E+10 | 7850 | 10 | 0.02
| 24 | 2 | 12.99 | 22.5 | 0 |  | 12.2 | 13 | 5 | 35 | Floater | No | 0 | 0.0005459 | 0 | 0 | 353300000000 | 353300000000 | 22060000000 | 22060000000 | 0 | 0 | 271900000000 | 0.003365 | 114600000000 | 0.65 | N/A | Yes | BEM | Hydrodynamics | (with | Morison | drag) | 0 | 0 | 0 | 24 | 12.99 | 22.5 | 2 | 1 | 0 | 0 | 0 | 0 | [14 empty] | 24 | 25 | 26 | 24 | 24 | 1c | 0 | 0 | 24 | 2.10E+11 | 8.08E+10 | 7850 | 10 | 0.02
| 25 | 5 | 12.99 | 22.5 | 0 |  | 13.1 | 13 | 5 | 35 | Floater | No | 0 | 0.0005459 | 0 | 0 | 353300000000 | 353300000000 | 22060000000 | 22060000000 | 0 | 0 | 271900000000 | 0.003365 | 114600000000 | 0.65 | N/A | Yes | BEM | Hydrodynamics | (with | Morison | drag) | 0 | 0 | 0 | 25 | 12.99 | 22.5 | 5 | 1 | 0 | 0 | 0 | 0 | 13 | 13 | 14 | 13 | 13 | 1c | 0 | 13 | 2.10E+11 | 8.08E+10 | 7850 | 5 | 0.035 |  | 25 | 26 | 27 | 25 | 25 | 1c | 0 | 0 | 25 | 2.10E+11 | 8.08E+10 | 7850 | 10 | 0.02
| 26 | 6 | 12.99 | 22.5 | 0 |  | 13.2 | 14 | 5 | 35 | Floater | No | 0 | 0.0005459 | 0 | 0 | 353300000000 | 353300000000 | 22060000000 | 22060000000 | 0 | 0 | 271900000000 | 0.003365 | 114600000000 | 0.65 | N/A | Yes | BEM | Hydrodynamics | (with | Morison | drag) | 0 | 0 | 0 | 26 | 12.99 | 22.5 | 6 | 1 | 0 | 0 | 0 | 0 | [14 empty] | 26 | 27 | 28 | 26 | 26 | 1c | 0 | 0 | 26 | 2.10E+11 | 8.08E+10 | 7850 | 10 | 0.02
| 27 | 8 | 12.99 | 22.5 | 0 |  | 14.1 | 14 | 5 | 35 | Floater | No | 0 | 0.0005459 | 0 | 0 | 353300000000 | 353300000000 | 22060000000 | 22060000000 | 0 | 0 | 271900000000 | 0.003365 | 114600000000 | 0.65 | N/A | Yes | BEM | Hydrodynamics | (with | Morison | drag) | 0 | 0 | 0 | 27 | 12.99 | 22.5 | 8 | 1 | 0 | 0 | 0 | 0 | 14 | 14 | 15 | 14 | 14 | 1c | 0 | 14 | 2.10E+11 | 8.08E+10 | 7850 | 5 | 0.035 |  | 27 | 28 | 29 | 27 | 27 | 1c | 0 | 0 | 27 | 2.10E+11 | 8.08E+10 | 7850 | 10 | 0.02
| 28 | 9.3 | 12.99 | 22.5 | 0 |  | 14.2 | 15 | 5 | 35 | Floater | No | 0 | 0.0005459 | 0 | 0 | 353300000000 | 353300000000 | 22060000000 | 22060000000 | 0 | 0 | 271900000000 | 0.003365 | 114600000000 | 0.65 | N/A | Yes | BEM | Hydrodynamics | (with | Morison | drag) | 0 | 0 | 0 | 28 | 12.99 | 22.5 | 9.3 | 1 | 0 | 0 | 0 | 0 | [14 empty] | 28 | 29 | 30 | 28 | 28 | 1c | 0 | 0 | 28 | 2.10E+11 | 8.08E+10 | 7850 | 10 | 0.02
| 29 | 10 | 12.99 | 22.5 | 0 |  | 15.1 | 16 | 10 | 22 | Floater | No | 0 | 0.0006896 | 0 | 0 | 1802000000000 | 1802000000000 | 27860000000 | 27860000000 | 0 | 0 | 1387000000000 | 0.017165 | 144800000000 | 0.65 | N/A | Yes | BEM | Hydrodynamics | (with | Morison | drag) | 0 | 0 | 0 | 29 | 12.99 | 22.5 | 10 | 1 | 0 | 0 | 0 | 0 | 15 | 16 | 17 | 15 | 15 | 1c | 0 | 15 | 2.10E+11 | 8.08E+10 | 7850 | 10 | 0.022 |  | 29 | 31 | 32 | 29 | 29 | 1c | 0 | 0 | 29 | 2.10E+11 | 8.08E+10 | 7850 | 10 | 0.022
| 30 | 11 | 12.99 | 22.5 | 0 |  | 15.2 | 17 | 10 | 22 | Floater | No | 0 | 0.0006896 | 0 | 0 | 1802000000000 | 1802000000000 | 27860000000 | 27860000000 | 0 | 0 | 1387000000000 | 0.017165 | 144800000000 | 0.65 | N/A | Yes | BEM | Hydrodynamics | (with | Morison | drag) | 0 | 0 | 0 | 30 | 12.99 | 22.5 | 11 | 1 | 0 | 0 | 0 | 0 | [14 empty] | 30 | 32 | 33 | 30 | 30 | 1c | 0 | 0 | 30 | 2.10E+11 | 8.08E+10 | 7850 | 10 | 0.022
| 31 | -14 | -25.98 | 0 | 0 |  | 16.1 | 17 | 10 | 22 | Floater | No | 0 | 0.0006896 | 0 | 0 | 1802000000000 | 1802000000000 | 27860000000 | 27860000000 | 0 | 0 | 1387000000000 | 0.017165 | 144800000000 | 0.65 | N/A | Yes | BEM | Hydrodynamics | (with | Morison | drag) | 0 | 0 | 0 | 31 | -25.98 | 0 | -14 | 1 | 0 | 0 | 0 | 0 | 16 | 17 | 18 | 16 | 16 | 1c | 0 | 16 | 2.10E+11 | 8.08E+10 | 7850 | 10 | 0.022 |  | 31 | 33 | 34 | 31 | 31 | 1c | 0 | 0 | 31 | 2.10E+11 | 8.08E+10 | 7850 | 10 | 0.022
| 32 | -12 | -25.98 | 0 | 0 |  | 16.2 | 18 | 10 | 22 | Floater | No | 0 | 0.0006896 | 0 | 0 | 1802000000000 | 1802000000000 | 27860000000 | 27860000000 | 0 | 0 | 1387000000000 | 0.017165 | 144800000000 | 0.65 | N/A | Yes | BEM | Hydrodynamics | (with | Morison | drag) | 0 | 0 | 0 | 32 | -25.98 | 0 | -12 | 1 | 0 | 0 | 0 | 0 | [14 empty] | 32 | 34 | 35 | 32 | 32 | 1c | 0 | 0 | 32 | 2.10E+11 | 8.08E+10 | 7850 | 10 | 0.022
| 33 | -10 | -25.98 | 0 | 0 |  | 17.1 | 18 | 10 | 22 | Floater | No | 0 | 0.0006896 | 0 | 0 | 1802000000000 | 1802000000000 | 27860000000 | 27860000000 | 0 | 0 | 1387000000000 | 0.017165 | 144800000000 | 0.65 | N/A | Yes | BEM | Hydrodynamics | (with | Morison | drag) | 0 | 0 | 0 | 33 | -25.98 | 0 | -10 | 1 | 0 | 0 | 0 | 0 | 17 | 18 | 19 | 17 | 17 | 1c | 0 | 17 | 2.10E+11 | 8.08E+10 | 7850 | 10 | 0.022 |  | 33 | 35 | 36 | 33 | 33 | 1c | 0 | 0 | 33 | 2.10E+11 | 8.08E+10 | 7850 | 10 | 0.022
| 34 | -7 | -25.98 | 0 | 0 |  | 17.2 | 19 | 10 | 22 | Floater | No | 0 | 0.0006896 | 0 | 0 | 1802000000000 | 1802000000000 | 27860000000 | 27860000000 | 0 | 0 | 1387000000000 | 0.017165 | 144800000000 | 0.65 | N/A | Yes | BEM | Hydrodynamics | (with | Morison | drag) | 0 | 0 | 0 | 34 | -25.98 | 0 | -7 | 1 | 0 | 0 | 0 | 0 | [14 empty] | 34 | 36 | 37 | 34 | 34 | 1c | 0 | 0 | 34 | 2.10E+11 | 8.08E+10 | 7850 | 10 | 0.02
| 35 | -6 | -25.98 | 0 | 0 |  | 18.1 | 19 | 10 | 22 | Floater | No | 0 | 0.0006896 | 0 | 0 | 1802000000000 | 1802000000000 | 27860000000 | 27860000000 | 0 | 0 | 1387000000000 | 0.017165 | 144800000000 | 0.65 | N/A | Yes | BEM | Hydrodynamics | (with | Morison | drag) | 0 | 0 | 0 | 35 | -25.98 | 0 | -6 | 1 | 0 | 0 | 0 | 0 | 18 | 19 | 20 | 18 | 18 | 1c | 0 | 18 | 2.10E+11 | 8.08E+10 | 7850 | 10 | 0.022 |  | 35 | 37 | 38 | 35 | 35 | 1c | 0 | 0 | 35 | 2.10E+11 | 8.08E+10 | 7850 | 10 | 0.02
| 36 | -3 | -25.98 | 0 | 0 |  | 18.2 | 20 | 10 | 22 | Floater | No | 0 | 0.0006896 | 0 | 0 | 1802000000000 | 1802000000000 | 27860000000 | 27860000000 | 0 | 0 | 1387000000000 | 0.017165 | 144800000000 | 0.65 | N/A | Yes | BEM | Hydrodynamics | (with | Morison | drag) | 0 | 0 | 0 | 36 | -25.98 | 0 | -3 | 1 | 0 | 0 | 0 | 0 | [14 empty] | 36 | 38 | 39 | 36 | 36 | 1c | 0 | 0 | 36 | 2.10E+11 | 8.08E+10 | 7850 | 10 | 0.02
| 37 | -2 | -25.98 | 0 | 0 |  | 19.1 | 20 | 10 | 22 | Floater | No | 0 | 0.0006896 | 0 | 0 | 1802000000000 | 1802000000000 | 27860000000 | 27860000000 | 0 | 0 | 1387000000000 | 0.017165 | 144800000000 | 0.65 | N/A | Yes | BEM | Hydrodynamics | (with | Morison | drag) | 0 | 0 | 0 | 37 | -25.98 | 0 | -2 | 1 | 0 | 0 | 0 | 0 | 19 | 20 | 21 | 19 | 19 | 1c | 0 | 19 | 2.10E+11 | 8.08E+10 | 7850 | 10 | 0.022 |  | 37 | 39 | 40 | 37 | 37 | 1c | 0 | 0 | 37 | 2.10E+11 | 8.08E+10 | 7850 | 10 | 0.02
| 38 | 0 | -25.98 | 0 | 0 |  | 19.2 | 21 | 10 | 22 | Floater | No | 0 | 0.0006896 | 0 | 0 | 1802000000000 | 1802000000000 | 27860000000 | 27860000000 | 0 | 0 | 1387000000000 | 0.017165 | 144800000000 | 0.65 | N/A | Yes | BEM | Hydrodynamics | (with | Morison | drag) | 0 | 0 | 0 | 38 | -25.98 | 0 | 0 | 1 | 0 | 0 | 0 | 0 | [14 empty] | 38 | 40 | 41 | 38 | 38 | 1c | 0 | 0 | 38 | 2.10E+11 | 8.08E+10 | 7850 | 10 | 0.02
| 39 | 2 | -25.98 | 0 | 0 |  | 20.1 | 21 | 10 | 20 | Floater | No | 0 | 0.0006271 | 0 | 0 | 1639000000000 | 1639000000000 | 25330000000 | 25330000000 | 0 | 0 | 1262000000000 | 0.015614 | 131700000000 | 0.65 | N/A | Yes | BEM | Hydrodynamics | (with | Morison | drag) | 0 | 0 | 0 | 39 | -25.98 | 0 | 2 | 1 | 0 | 0 | 0 | 0 | 20 | 21 | 22 | 20 | 20 | 1c | 0 | 20 | 2.10E+11 | 8.08E+10 | 7850 | 10 | 0.02 |  | 39 | 41 | 42 | 39 | 39 | 1c | 0 | 0 | 39 | 2.10E+11 | 8.08E+10 | 7850 | 10 | 0.02
| 40 | 5 | -25.98 | 0 | 0 |  | 20.2 | 22 | 10 | 20 | Floater | No | 0 | 0.0006271 | 0 | 0 | 1639000000000 | 1639000000000 | 25330000000 | 25330000000 | 0 | 0 | 1262000000000 | 0.015614 | 131700000000 | 0.65 | N/A | Yes | BEM | Hydrodynamics | (with | Morison | drag) | 0 | 0 | 0 | 40 | -25.98 | 0 | 5 | 1 | 0 | 0 | 0 | 0 | [14 empty] | 40 | 42 | 43 | 40 | 40 | 1c | 0 | 0 | 40 | 2.10E+11 | 8.08E+10 | 7850 | 10 | 0.02
| 41 | 6 | -25.98 | 0 | 0 |  | 21.1 | 22 | 10 | 20 | Floater | No | 0 | 0.0006271 | 0 | 0 | 1639000000000 | 1639000000000 | 25330000000 | 25330000000 | 0 | 0 | 1262000000000 | 0.015614 | 131700000000 | 0.65 | N/A | Yes | BEM | Hydrodynamics | (with | Morison | drag) | 0 | 0 | 0 | 41 | -25.98 | 0 | 6 | 1 | 0 | 0 | 0 | 0 | 21 | 22 | 23 | 21 | 21 | 1c | 0 | 21 | 2.10E+11 | 8.08E+10 | 7850 | 10 | 0.02 |  | 41 | 43 | 44 | 41 | 41 | 1c | 0 | 0 | 41 | 2.10E+11 | 8.08E+10 | 7850 | 10 | 0.02
| 42 | 8 | -25.98 | 0 | 0 |  | 21.2 | 23 | 10 | 20 | Floater | No | 0 | 0.0006271 | 0 | 0 | 1639000000000 | 1639000000000 | 25330000000 | 25330000000 | 0 | 0 | 1262000000000 | 0.015614 | 131700000000 | 0.65 | N/A | Yes | BEM | Hydrodynamics | (with | Morison | drag) | 0 | 0 | 0 | 42 | -25.98 | 0 | 8 | 1 | 0 | 0 | 0 | 0 | [14 empty] | 42 | 44 | 45 | 42 | 42 | 1c | 0 | 0 | 42 | 2.10E+11 | 8.08E+10 | 7850 | 10 | 0.02
| 43 | 9.3 | -25.98 | 0 | 0 |  | 22.1 | 23 | 10 | 20 | Floater | No | 0 | 0.0006271 | 0 | 0 | 1639000000000 | 1639000000000 | 25330000000 | 25330000000 | 0 | 0 | 1262000000000 | 0.015614 | 131700000000 | 0.65 | N/A | Yes | BEM | Hydrodynamics | (with | Morison | drag) | 0 | 0 | 0 | 43 | -25.98 | 0 | 9.3 | 1 | 0 | 0 | 0 | 0 | 22 | 23 | 24 | 22 | 22 | 1c | 0 | 22 | 2.10E+11 | 8.08E+10 | 7850 | 10 | 0.02 |  | 43 | 46 | 47 | 43 | 43 | 1c | 0 | 0 | 43 | 2.10E+11 | 8.08E+10 | 7850 | 10 | 0.022
| 44 | 10 | -25.98 | 0 | 0 |  | 22.2 | 24 | 10 | 20 | Floater | No | 0 | 0.0006271 | 0 | 0 | 1639000000000 | 1639000000000 | 25330000000 | 25330000000 | 0 | 0 | 1262000000000 | 0.015614 | 131700000000 | 0.65 | N/A | Yes | BEM | Hydrodynamics | (with | Morison | drag) | 0 | 0 | 0 | 44 | -25.98 | 0 | 10 | 1 | 0 | 0 | 0 | 0 | [14 empty] | 44 | 47 | 48 | 44 | 44 | 1c | 0 | 0 | 44 | 2.10E+11 | 8.08E+10 | 7850 | 10 | 0.022
| 45 | 11 | -25.98 | 0 | 0 |  | 23.1 | 24 | 10 | 20 | Floater | No | 0 | 0.0006271 | 0 | 0 | 1639000000000 | 1639000000000 | 25330000000 | 25330000000 | 0 | 0 | 1262000000000 | 0.015614 | 131700000000 | 0.65 | N/A | Yes | BEM | Hydrodynamics | (with | Morison | drag) | 0 | 0 | 0 | 45 | -25.98 | 0 | 11 | 1 | 0 | 0 | 0 | 0 | 23 | 24 | 25 | 23 | 23 | 1c | 0 | 23 | 2.10E+11 | 8.08E+10 | 7850 | 10 | 0.02 |  | 45 | 48 | 49 | 45 | 45 | 1c | 0 | 0 | 45 | 2.10E+11 | 8.08E+10 | 7850 | 10 | 0.022
| 46 | -14 | 12.99 | -22.5 | 0 |  | 23.2 | 25 | 10 | 20 | Floater | No | 0 | 0.0006271 | 0 | 0 | 1639000000000 | 1639000000000 | 25330000000 | 25330000000 | 0 | 0 | 1262000000000 | 0.015614 | 131700000000 | 0.65 | N/A | Yes | BEM | Hydrodynamics | (with | Morison | drag) | 0 | 0 | 0 | 46 | 12.99 | -22.5 | -14 | 1 | 0 | 0 | 0 | 0 | [14 empty] | 46 | 49 | 50 | 46 | 46 | 1c | 0 | 0 | 46 | 2.10E+11 | 8.08E+10 | 7850 | 10 | 0.022
| 47 | -12 | 12.99 | -22.5 | 0 |  | 24.1 | 25 | 10 | 20 | Floater | No | 0 | 0.0006271 | 0 | 0 | 1639000000000 | 1639000000000 | 25330000000 | 25330000000 | 0 | 0 | 1262000000000 | 0.015614 | 131700000000 | 0.65 | N/A | Yes | BEM | Hydrodynamics | (with | Morison | drag) | 0 | 0 | 0 | 47 | 12.99 | -22.5 | -12 | 1 | 0 | 0 | 0 | 0 | 24 | 25 | 26 | 24 | 24 | 1c | 0 | 24 | 2.10E+11 | 8.08E+10 | 7850 | 10 | 0.02 |  | 47 | 50 | 51 | 47 | 47 | 1c | 0 | 0 | 47 | 2.10E+11 | 8.08E+10 | 7850 | 10 | 0.022
| 48 | -10 | 12.99 | -22.5 | 0 |  | 24.2 | 26 | 10 | 20 | Floater | No | 0 | 0.0006271 | 0 | 0 | 1639000000000 | 1639000000000 | 25330000000 | 25330000000 | 0 | 0 | 1262000000000 | 0.015614 | 131700000000 | 0.65 | N/A | Yes | BEM | Hydrodynamics | (with | Morison | drag) | 0 | 0 | 0 | 48 | 12.99 | -22.5 | -10 | 1 | 0 | 0 | 0 | 0 | [14 empty] | 48 | 51 | 52 | 48 | 48 | 1c | 0 | 0 | 48 | 2.10E+11 | 8.08E+10 | 7850 | 10 | 0.02
| 49 | -8 | 12.99 | -22.5 | 0 |  | 25.1 | 26 | 10 | 20 | Floater | No | 0 | 0.0006271 | 0 | 0 | 1639000000000 | 1639000000000 | 25330000000 | 25330000000 | 0 | 0 | 1262000000000 | 0.015614 | 131700000000 | 0.65 | N/A | Yes | BEM | Hydrodynamics | (with | Morison | drag) | 0 | 0 | 0 | 49 | 12.99 | -22.5 | -8 | 1 | 0 | 0 | 0 | 0 | 25 | 26 | 27 | 25 | 25 | 1c | 0 | 25 | 2.10E+11 | 8.08E+10 | 7850 | 10 | 0.02 |  | 49 | 52 | 53 | 49 | 49 | 1c | 0 | 0 | 49 | 2.10E+11 | 8.08E+10 | 7850 | 10 | 0.02
| 50 | -6 | 12.99 | -22.5 | 0 |  | 25.2 | 27 | 10 | 20 | Floater | No | 0 | 0.0006271 | 0 | 0 | 1639000000000 | 1639000000000 | 25330000000 | 25330000000 | 0 | 0 | 1262000000000 | 0.015614 | 131700000000 | 0.65 | N/A | Yes | BEM | Hydrodynamics | (with | Morison | drag) | 0 | 0 | 0 | 50 | 12.99 | -22.5 | -6 | 1 | 0 | 0 | 0 | 0 | [14 empty] | 50 | 53 | 54 | 50 | 50 | 1c | 0 | 0 | 50 | 2.10E+11 | 8.08E+10 | 7850 | 10 | 0.02
| 51 | -3 | 12.99 | -22.5 | 0 |  | 26.1 | 27 | 10 | 20 | Floater | No | 0 | 0.0006271 | 0 | 0 | 1639000000000 | 1639000000000 | 25330000000 | 25330000000 | 0 | 0 | 1262000000000 | 0.015614 | 131700000000 | 0.65 | N/A | Yes | BEM | Hydrodynamics | (with | Morison | drag) | 0 | 0 | 0 | 51 | 12.99 | -22.5 | -3 | 1 | 0 | 0 | 0 | 0 | 26 | 27 | 28 | 26 | 26 | 1c | 0 | 26 | 2.10E+11 | 8.08E+10 | 7850 | 10 | 0.02 |  | 51 | 54 | 55 | 51 | 51 | 1c | 0 | 0 | 51 | 2.10E+11 | 8.08E+10 | 7850 | 10 | 0.02
| 52 | -2 | 12.99 | -22.5 | 0 |  | 26.2 | 28 | 10 | 20 | Floater | No | 0 | 0.0006271 | 0 | 0 | 1639000000000 | 1639000000000 | 25330000000 | 25330000000 | 0 | 0 | 1262000000000 | 0.015614 | 131700000000 | 0.65 | N/A | Yes | BEM | Hydrodynamics | (with | Morison | drag) | 0 | 0 | 0 | 52 | 12.99 | -22.5 | -2 | 1 | 0 | 0 | 0 | 0 | [14 empty] | 52 | 55 | 56 | 52 | 52 | 1c | 0 | 0 | 52 | 2.10E+11 | 8.08E+10 | 7850 | 10 | 0.021
| 53 | 0 | 12.99 | -22.5 | 0 |  | 27.1 | 28 | 10 | 20 | Floater | No | 0 | 0.0006271 | 0 | 0 | 1639000000000 | 1639000000000 | 25330000000 | 25330000000 | 0 | 0 | 1262000000000 | 0.015614 | 131700000000 | 0.65 | N/A | Yes | BEM | Hydrodynamics | (with | Morison | drag) | 0 | 0 | 0 | 53 | 12.99 | -22.5 | 0 | 1 | 0 | 0 | 0 | 0 | 27 | 28 | 29 | 27 | 27 | 1c | 0 | 27 | 2.10E+11 | 8.08E+10 | 7850 | 10 | 0.02 |  | 53 | 56 | 57 | 53 | 53 | 1c | 0 | 0 | 53 | 2.10E+11 | 8.08E+10 | 7850 | 10 | 0.02
| 54 | 2 | 12.99 | -22.5 | 0 |  | 27.2 | 29 | 10 | 20 | Floater | No | 0 | 0.0006271 | 0 | 0 | 1639000000000 | 1639000000000 | 25330000000 | 25330000000 | 0 | 0 | 1262000000000 | 0.015614 | 131700000000 | 0.65 | N/A | Yes | BEM | Hydrodynamics | (with | Morison | drag) | 0 | 0 | 0 | 54 | 12.99 | -22.5 | 2 | 1 | 0 | 0 | 0 | 0 | [14 empty] | 54 | 57 | 58 | 54 | 54 | 1c | 0 | 0 | 54 | 2.10E+11 | 8.08E+10 | 7850 | 10 | 0.021
| 55 | 5 | 12.99 | -22.5 | 0 |  | 28.1 | 29 | 10 | 20 | Floater | No | 0 | 0.0006271 | 0 | 0 | 1639000000000 | 1639000000000 | 25330000000 | 25330000000 | 0 | 0 | 1262000000000 | 0.015614 | 131700000000 | 0.65 | N/A | Yes | BEM | Hydrodynamics | (with | Morison | drag) | 0 | 0 | 0 | 55 | 12.99 | -22.5 | 5 | 1 | 0 | 0 | 0 | 0 | 28 | 29 | 30 | 28 | 28 | 1c | 0 | 28 | 2.10E+11 | 8.08E+10 | 7850 | 10 | 0.02 |  | 55 | 58 | 59 | 55 | 55 | 1c | 0 | 0 | 55 | 2.10E+11 | 8.08E+10 | 7850 | 10 | 0.02
| 56 | 6 | 12.99 | -22.5 | 0 |  | 28.2 | 30 | 10 | 20 | Floater | No | 0 | 0.0006271 | 0 | 0 | 1639000000000 | 1639000000000 | 25330000000 | 25330000000 | 0 | 0 | 1262000000000 | 0.015614 | 131700000000 | 0.65 | N/A | Yes | BEM | Hydrodynamics | (with | Morison | drag) | 0 | 0 | 0 | 56 | 12.99 | -22.5 | 6 | 1 | 0 | 0 | 0 | 0 | [14 empty] | 56 | 59 | 60 | 56 | 56 | 1c | 0 | 0 | 56 | 2.10E+11 | 8.08E+10 | 7850 | 10 | 0.02
| 57 | 8 | 12.99 | -22.5 | 0 |  | 29.1 | 31 | 10 | 22 | Floater | No | 0 | 0.0006896 | 0 | 0 | 1802000000000 | 1802000000000 | 27860000000 | 27860000000 | 0 | 0 | 1387000000000 | 0.017165 | 144800000000 | 0.65 | N/A | Yes | BEM | Hydrodynamics | (with | Morison | drag) | 0 | 0 | 0 | 57 | 12.99 | -22.5 | 8 | 1 | 0 | 0 | 0 | 0 | 29 | 31 | 32 | 29 | 29 | 1c | 0 | 29 | 2.10E+11 | 8.08E+10 | 7850 | 10 | 0.022 |  | 57 | 61 | 62 | 57 | 57 | 1c | 0 | 0 | 57 | 2.10E+11 | 8.08E+10 | 7850 | 1 | 0.015
| 58 | 9.3 | 12.99 | -22.5 | 0 |  | 29.2 | 32 | 10 | 22 | Floater | No | 0 | 0.0006896 | 0 | 0 | 1802000000000 | 1802000000000 | 27860000000 | 27860000000 | 0 | 0 | 1387000000000 | 0.017165 | 144800000000 | 0.65 | N/A | Yes | BEM | Hydrodynamics | (with | Morison | drag) | 0 | 0 | 0 | 58 | 12.99 | -22.5 | 9.3 | 1 | 0 | 0 | 0 | 0 | [14 empty] | 58 | 62 | 63 | 58 | 58 | 1c | 0 | 0 | 58 | 2.10E+11 | 8.08E+10 | 7850 | 1 | 0.015
| 59 | 10 | 12.99 | -22.5 | 0 |  | 30.1 | 32 | 10 | 22 | Floater | No | 0 | 0.0006896 | 0 | 0 | 1802000000000 | 1802000000000 | 27860000000 | 27860000000 | 0 | 0 | 1387000000000 | 0.017165 | 144800000000 | 0.65 | N/A | Yes | BEM | Hydrodynamics | (with | Morison | drag) | 0 | 0 | 0 | 59 | 12.99 | -22.5 | 10 | 1 | 0 | 0 | 0 | 0 | 30 | 32 | 33 | 30 | 30 | 1c | 0 | 30 | 2.10E+11 | 8.08E+10 | 7850 | 10 | 0.022 |  | 59 | 63 | 64 | 59 | 59 | 1c | 0 | 0 | 59 | 2.10E+11 | 8.08E+10 | 7850 | 1 | 0.015
| 60 | 11 | 12.99 | -22.5 | 0 |  | 30.2 | 33 | 10 | 22 | Floater | No | 0 | 0.0006896 | 0 | 0 | 1802000000000 | 1802000000000 | 27860000000 | 27860000000 | 0 | 0 | 1387000000000 | 0.017165 | 144800000000 | 0.65 | N/A | Yes | BEM | Hydrodynamics | (with | Morison | drag) | 0 | 0 | 0 | 60 | 12.99 | -22.5 | 11 | 1 | 0 | 0 | 0 | 0 | [14 empty] | 60 | 64 | 65 | 60 | 60 | 1c | 0 | 0 | 60 | 2.10E+11 | 8.08E+10 | 7850 | 1 | 0.015
| 61 | 9.3 | 8.66 | 20 | 0 |  | 31.1 | 33 | 10 | 22 | Floater | No | 0 | 0.0006896 | 0 | 0 | 1802000000000 | 1802000000000 | 27860000000 | 27860000000 | 0 | 0 | 1387000000000 | 0.017165 | 144800000000 | 0.65 | N/A | Yes | BEM | Hydrodynamics | (with | Morison | drag) | 0 | 0 | 0 | 61 | 8.66 | 20 | 9.3 | 1 | 0 | 0 | 0 | 0 | 31 | 33 | 34 | 31 | 31 | 1c | 0 | 31 | 2.10E+11 | 8.08E+10 | 7850 | 10 | 0.022 |  | 61 | 65 | 66 | 61 | 61 | 1c | 0 | 0 | 61 | 2.10E+11 | 8.08E+10 | 7850 | 1 | 0.015
| 62 | 9.3 | 7.708 | 19.45 | 0 |  | 31.2 | 34 | 10 | 22 | Floater | No | 0 | 0.0006896 | 0 | 0 | 1802000000000 | 1802000000000 | 27860000000 | 27860000000 | 0 | 0 | 1387000000000 | 0.017165 | 144800000000 | 0.65 | N/A | Yes | BEM | Hydrodynamics | (with | Morison | drag) | 0 | 0 | 0 | 62 | 7.708 | 19.45 | 9.3 | 1 | 0 | 0 | 0 | 0 | [14 empty] | 62 | 66 | 67 | 62 | 62 | 1c | 0 | 0 | 62 | 2.10E+11 | 8.08E+10 | 7850 | 1 | 0.015
| 63 | 9.3 | 7.104 | 19.1015 | 0 |  | 32.1 | 34 | 10 | 22 | Floater | No | 0 | 0.0006896 | 0 | 0 | 1802000000000 | 1802000000000 | 27860000000 | 27860000000 | 0 | 0 | 1387000000000 | 0.017165 | 144800000000 | 0.65 | N/A | Yes | BEM | Hydrodynamics | (with | Morison | drag) | 0 | 0 | 0 | 63 | 7.104 | 19.1015 | 9.3 | 1 | 0 | 0 | 0 | 0 | 32 | 34 | 35 | 32 | 32 | 1c | 0 | 32 | 2.10E+11 | 8.08E+10 | 7850 | 10 | 0.022 |  | 63 | 67 | 68 | 63 | 63 | 1c | 0 | 0 | 63 | 2.10E+11 | 8.08E+10 | 7850 | 1 | 0.015
| 64 | 9.3 | 1.925 | 16.111 | 0 |  | 32.2 | 35 | 10 | 22 | Floater | No | 0 | 0.0006896 | 0 | 0 | 1802000000000 | 1802000000000 | 27860000000 | 27860000000 | 0 | 0 | 1387000000000 | 0.017165 | 144800000000 | 0.65 | N/A | Yes | BEM | Hydrodynamics | (with | Morison | drag) | 0 | 0 | 0 | 64 | 1.925 | 16.111 | 9.3 | 1 | 0 | 0 | 0 | 0 | [14 empty] | 64 | 68 | 69 | 64 | 64 | 1c | 0 | 0 | 64 | 2.10E+11 | 8.08E+10 | 7850 | 1 | 0.015
| 65 | 9.3 | -1.443 | 14.167 | 0 |  | 33.1 | 35 | 10 | 22 | Floater | No | 0 | 0.0006896 | 0 | 0 | 1802000000000 | 1802000000000 | 27860000000 | 27860000000 | 0 | 0 | 1387000000000 | 0.017165 | 144800000000 | 0.65 | N/A | Yes | BEM | Hydrodynamics | (with | Morison | drag) | 0 | 0 | 0 | 65 | -1.443 | 14.167 | 9.3 | 1 | 0 | 0 | 0 | 0 | 33 | 35 | 36 | 33 | 33 | 1c | 0 | 33 | 2.10E+11 | 8.08E+10 | 7850 | 10 | 0.022 |  | 65 | 69 | 70 | 65 | 65 | 1c | 0 | 0 | 65 | 2.10E+11 | 8.08E+10 | 7850 | 1 | 0.015
| 66 | 9.3 | -4.811 | 12.222 | 0 |  | 33.2 | 36 | 10 | 22 | Floater | No | 0 | 0.0006896 | 0 | 0 | 1802000000000 | 1802000000000 | 27860000000 | 27860000000 | 0 | 0 | 1387000000000 | 0.017165 | 144800000000 | 0.65 | N/A | Yes | BEM | Hydrodynamics | (with | Morison | drag) | 0 | 0 | 0 | 66 | -4.811 | 12.222 | 9.3 | 1 | 0 | 0 | 0 | 0 | [14 empty] | 66 | 70 | 71 | 66 | 66 | 1c | 0 | 0 | 66 | 2.10E+11 | 8.08E+10 | 7850 | 1 | 0.015
| 67 | 9.3 | -6.495 | 11.25 | 0 |  | 34.1 | 36 | 10 | 20 | Floater | No | 0 | 0.0006271 | 0 | 0 | 1639000000000 | 1639000000000 | 25330000000 | 25330000000 | 0 | 0 | 1262000000000 | 0.015614 | 131700000000 | 0.65 | N/A | Yes | BEM | Hydrodynamics | (with | Morison | drag) | 0 | 0 | 0 | 67 | -6.495 | 11.25 | 9.3 | 1 | 0 | 0 | 0 | 0 | 34 | 36 | 37 | 34 | 34 | 1c | 0 | 34 | 2.10E+11 | 8.08E+10 | 7850 | 10 | 0.02 |  | 67 | 71 | 72 | 67 | 67 | 1c | 0 | 0 | 67 | 2.10E+11 | 8.08E+10 | 7850 | 1 | 0.015
| 68 | 9.3 | -8.179 | 10.278 | 0 |  | 34.2 | 37 | 10 | 20 | Floater | No | 0 | 0.0006271 | 0 | 0 | 1639000000000 | 1639000000000 | 25330000000 | 25330000000 | 0 | 0 | 1262000000000 | 0.015614 | 131700000000 | 0.65 | N/A | Yes | BEM | Hydrodynamics | (with | Morison | drag) | 0 | 0 | 0 | 68 | -8.179 | 10.278 | 9.3 | 1 | 0 | 0 | 0 | 0 | [14 empty] | 68 | 72 | 73 | 68 | 68 | 1c | 0 | 0 | 68 | 2.10E+11 | 8.08E+10 | 7850 | 1 | 0.015
| 69 | 9.3 | -11.547 | 8.333 | 0 |  | 35.1 | 37 | 10 | 20 | Floater | No | 0 | 0.0006271 | 0 | 0 | 1639000000000 | 1639000000000 | 25330000000 | 25330000000 | 0 | 0 | 1262000000000 | 0.015614 | 131700000000 | 0.65 | N/A | Yes | BEM | Hydrodynamics | (with | Morison | drag) | 0 | 0 | 0 | 69 | -11.547 | 8.333 | 9.3 | 1 | 0 | 0 | 0 | 0 | 35 | 37 | 38 | 35 | 35 | 1c | 0 | 35 | 2.10E+11 | 8.08E+10 | 7850 | 10 | 0.02 |  | 69 | 74 | 75 | 69 | 69 | 1c | 0 | 0 | 69 | 2.10E+11 | 8.08E+10 | 7850 | 1 | 0.015
| 70 | 9.3 | -14.915 | 6.389 | 0 |  | 35.2 | 38 | 10 | 20 | Floater | No | 0 | 0.0006271 | 0 | 0 | 1639000000000 | 1639000000000 | 25330000000 | 25330000000 | 0 | 0 | 1262000000000 | 0.015614 | 131700000000 | 0.65 | N/A | Yes | BEM | Hydrodynamics | (with | Morison | drag) | 0 | 0 | 0 | 70 | -14.915 | 6.389 | 9.3 | 1 | 0 | 0 | 0 | 0 | [14 empty] | 70 | 75 | 76 | 70 | 70 | 1c | 0 | 0 | 70 | 2.10E+11 | 8.08E+10 | 7850 | 1 | 0.015
| 71 | 9.3 | -20.0943 | 3.3985 | 0 |  | 36.1 | 38 | 10 | 20 | Floater | No | 0 | 0.0006271 | 0 | 0 | 1639000000000 | 1639000000000 | 25330000000 | 25330000000 | 0 | 0 | 1262000000000 | 0.015614 | 131700000000 | 0.65 | N/A | Yes | BEM | Hydrodynamics | (with | Morison | drag) | 0 | 0 | 0 | 71 | -20.0943 | 3.3985 | 9.3 | 1 | 0 | 0 | 0 | 0 | 36 | 38 | 39 | 36 | 36 | 1c | 0 | 36 | 2.10E+11 | 8.08E+10 | 7850 | 10 | 0.02 |  | 71 | 76 | 77 | 71 | 71 | 1c | 0 | 0 | 71 | 2.10E+11 | 8.08E+10 | 7850 | 1 | 0.015
| 72 | 9.3 | -20.698 | 3.05 | 0 |  | 36.2 | 39 | 10 | 20 | Floater | No | 0 | 0.0006271 | 0 | 0 | 1639000000000 | 1639000000000 | 25330000000 | 25330000000 | 0 | 0 | 1262000000000 | 0.015614 | 131700000000 | 0.65 | N/A | Yes | BEM | Hydrodynamics | (with | Morison | drag) | 0 | 0 | 0 | 72 | -20.698 | 3.05 | 9.3 | 1 | 0 | 0 | 0 | 0 | [14 empty] | 72 | 77 | 78 | 72 | 72 | 1c | 0 | 0 | 72 | 2.10E+11 | 8.08E+10 | 7850 | 1 | 0.015
| 73 | 9.3 | -21.651 | 2.5 | 0 |  | 37.1 | 39 | 10 | 20 | Floater | No | 0 | 0.0006271 | 0 | 0 | 1639000000000 | 1639000000000 | 25330000000 | 25330000000 | 0 | 0 | 1262000000000 | 0.015614 | 131700000000 | 0.65 | N/A | Yes | BEM | Hydrodynamics | (with | Morison | drag) | 0 | 0 | 0 | 73 | -21.651 | 2.5 | 9.3 | 1 | 0 | 0 | 0 | 0 | 37 | 39 | 40 | 37 | 37 | 1c | 0 | 37 | 2.10E+11 | 8.08E+10 | 7850 | 10 | 0.02 |  | 73 | 78 | 79 | 73 | 73 | 1c | 0 | 0 | 73 | 2.10E+11 | 8.08E+10 | 7850 | 1 | 0.015
| 74 | 9.3 | -21.651 | -2.5 | 0 |  | 37.2 | 40 | 10 | 20 | Floater | No | 0 | 0.0006271 | 0 | 0 | 1639000000000 | 1639000000000 | 25330000000 | 25330000000 | 0 | 0 | 1262000000000 | 0.015614 | 131700000000 | 0.65 | N/A | Yes | BEM | Hydrodynamics | (with | Morison | drag) | 0 | 0 | 0 | 74 | -21.651 | -2.5 | 9.3 | 1 | 0 | 0 | 0 | 0 | [14 empty] | 74 | 79 | 80 | 74 | 74 | 1c | 0 | 0 | 74 | 2.10E+11 | 8.08E+10 | 7850 | 1 | 0.015
| 75 | 9.3 | -20.698 | -3.05 | 0 |  | 38.1 | 40 | 10 | 20 | Floater | No | 0 | 0.0006271 | 0 | 0 | 1639000000000 | 1639000000000 | 25330000000 | 25330000000 | 0 | 0 | 1262000000000 | 0.015614 | 131700000000 | 0.65 | N/A | Yes | BEM | Hydrodynamics | (with | Morison | drag) | 0 | 0 | 0 | 75 | -20.698 | -3.05 | 9.3 | 1 | 0 | 0 | 0 | 0 | 38 | 40 | 41 | 38 | 38 | 1c | 0 | 38 | 2.10E+11 | 8.08E+10 | 7850 | 10 | 0.02 |  | 75 | 80 | 81 | 75 | 75 | 1c | 0 | 0 | 75 | 2.10E+11 | 8.08E+10 | 7850 | 1 | 0.015
| 76 | 9.3 | -20.0943 | -3.3985 | 0 |  | 38.2 | 41 | 10 | 20 | Floater | No | 0 | 0.0006271 | 0 | 0 | 1639000000000 | 1639000000000 | 25330000000 | 25330000000 | 0 | 0 | 1262000000000 | 0.015614 | 131700000000 | 0.65 | N/A | Yes | BEM | Hydrodynamics | (with | Morison | drag) | 0 | 0 | 0 | 76 | -20.0943 | -3.3985 | 9.3 | 1 | 0 | 0 | 0 | 0 | [14 empty] | 76 | 81 | 82 | 76 | 76 | 1c | 0 | 0 | 76 | 2.10E+11 | 8.08E+10 | 7850 | 1 | 0.015
| 77 | 9.3 | -14.915 | -6.389 | 0 |  | 39.1 | 41 | 10 | 20 | Floater | No | 0 | 0.0006271 | 0 | 0 | 1639000000000 | 1639000000000 | 25330000000 | 25330000000 | 0 | 0 | 1262000000000 | 0.015614 | 131700000000 | 0.65 | N/A | Yes | BEM | Hydrodynamics | (with | Morison | drag) | 0 | 0 | 0 | 77 | -14.915 | -6.389 | 9.3 | 1 | 0 | 0 | 0 | 0 | 39 | 41 | 42 | 39 | 39 | 1c | 0 | 39 | 2.10E+11 | 8.08E+10 | 7850 | 10 | 0.02 |  | 77 | 82 | 83 | 77 | 77 | 1c | 0 | 0 | 77 | 2.10E+11 | 8.08E+10 | 7850 | 1 | 0.015
| 78 | 9.3 | -11.547 | -8.333 | 0 |  | 39.2 | 42 | 10 | 20 | Floater | No | 0 | 0.0006271 | 0 | 0 | 1639000000000 | 1639000000000 | 25330000000 | 25330000000 | 0 | 0 | 1262000000000 | 0.015614 | 131700000000 | 0.65 | N/A | Yes | BEM | Hydrodynamics | (with | Morison | drag) | 0 | 0 | 0 | 78 | -11.547 | -8.333 | 9.3 | 1 | 0 | 0 | 0 | 0 | [14 empty] | 78 | 83 | 84 | 78 | 78 | 1c | 0 | 0 | 78 | 2.10E+11 | 8.08E+10 | 7850 | 1 | 0.015
| 79 | 9.3 | -8.179 | -10.278 | 0 |  | 40.1 | 42 | 10 | 20 | Floater | No | 0 | 0.0006271 | 0 | 0 | 1639000000000 | 1639000000000 | 25330000000 | 25330000000 | 0 | 0 | 1262000000000 | 0.015614 | 131700000000 | 0.65 | N/A | Yes | BEM | Hydrodynamics | (with | Morison | drag) | 0 | 0 | 0 | 79 | -8.179 | -10.278 | 9.3 | 1 | 0 | 0 | 0 | 0 | 40 | 42 | 43 | 40 | 40 | 1c | 0 | 40 | 2.10E+11 | 8.08E+10 | 7850 | 10 | 0.02 |  | 79 | 84 | 85 | 79 | 79 | 1c | 0 | 0 | 79 | 2.10E+11 | 8.08E+10 | 7850 | 1 | 0.015
| 80 | 9.3 | -6.495 | -11.25 | 0 |  | 40.2 | 43 | 10 | 20 | Floater | No | 0 | 0.0006271 | 0 | 0 | 1639000000000 | 1639000000000 | 25330000000 | 25330000000 | 0 | 0 | 1262000000000 | 0.015614 | 131700000000 | 0.65 | N/A | Yes | BEM | Hydrodynamics | (with | Morison | drag) | 0 | 0 | 0 | 80 | -6.495 | -11.25 | 9.3 | 1 | 0 | 0 | 0 | 0 | [14 empty] | 80 | 85 | 86 | 80 | 80 | 1c | 0 | 0 | 80 | 2.10E+11 | 8.08E+10 | 7850 | 1 | 0.015
| 81 | 9.3 | -4.811 | -12.222 | 0 |  | 41.1 | 43 | 10 | 20 | Floater | No | 0 | 0.0006271 | 0 | 0 | 1639000000000 | 1639000000000 | 25330000000 | 25330000000 | 0 | 0 | 1262000000000 | 0.015614 | 131700000000 | 0.65 | N/A | Yes | BEM | Hydrodynamics | (with | Morison | drag) | 0 | 0 | 0 | 81 | -4.811 | -12.222 | 9.3 | 1 | 0 | 0 | 0 | 0 | 41 | 43 | 44 | 41 | 41 | 1c | 0 | 41 | 2.10E+11 | 8.08E+10 | 7850 | 10 | 0.02 |  | 81 | 87 | 88 | 81 | 81 | 1c | 0 | 0 | 81 | 2.10E+11 | 8.08E+10 | 7850 | 1 | 0.015
| 82 | 9.3 | -1.443 | -14.167 | 0 |  | 41.2 | 44 | 10 | 20 | Floater | No | 0 | 0.0006271 | 0 | 0 | 1639000000000 | 1639000000000 | 25330000000 | 25330000000 | 0 | 0 | 1262000000000 | 0.015614 | 131700000000 | 0.65 | N/A | Yes | BEM | Hydrodynamics | (with | Morison | drag) | 0 | 0 | 0 | 82 | -1.443 | -14.167 | 9.3 | 1 | 0 | 0 | 0 | 0 | [14 empty] | 82 | 88 | 89 | 82 | 82 | 1c | 0 | 0 | 82 | 2.10E+11 | 8.08E+10 | 7850 | 1 | 0.015
| 83 | 9.3 | 1.925 | -16.111 | 0 |  | 42.1 | 44 | 10 | 20 | Floater | No | 0 | 0.0006271 | 0 | 0 | 1639000000000 | 1639000000000 | 25330000000 | 25330000000 | 0 | 0 | 1262000000000 | 0.015614 | 131700000000 | 0.65 | N/A | Yes | BEM | Hydrodynamics | (with | Morison | drag) | 0 | 0 | 0 | 83 | 1.925 | -16.111 | 9.3 | 1 | 0 | 0 | 0 | 0 | 42 | 44 | 45 | 42 | 42 | 1c | 0 | 42 | 2.10E+11 | 8.08E+10 | 7850 | 10 | 0.02 |  | 83 | 89 | 90 | 83 | 83 | 1c | 0 | 0 | 83 | 2.10E+11 | 8.08E+10 | 7850 | 1 | 0.015
| 84 | 9.3 | 7.104 | -19.1015 | 0 |  | 42.2 | 45 | 10 | 20 | Floater | No | 0 | 0.0006271 | 0 | 0 | 1639000000000 | 1639000000000 | 25330000000 | 25330000000 | 0 | 0 | 1262000000000 | 0.015614 | 131700000000 | 0.65 | N/A | Yes | BEM | Hydrodynamics | (with | Morison | drag) | 0 | 0 | 0 | 84 | 7.104 | -19.1015 | 9.3 | 1 | 0 | 0 | 0 | 0 | [14 empty] | 84 | 90 | 91 | 84 | 84 | 1c | 0 | 0 | 84 | 2.10E+11 | 8.08E+10 | 7850 | 1 | 0.015
| 85 | 9.3 | 7.708 | -19.45 | 0 |  | 43.1 | 46 | 10 | 22 | Floater | No | 0 | 0.0006896 | 0 | 0 | 1802000000000 | 1802000000000 | 27860000000 | 27860000000 | 0 | 0 | 1387000000000 | 0.017165 | 144800000000 | 0.65 | N/A | Yes | BEM | Hydrodynamics | (with | Morison | drag) | 0 | 0 | 0 | 85 | 7.708 | -19.45 | 9.3 | 1 | 0 | 0 | 0 | 0 | 43 | 46 | 47 | 43 | 43 | 1c | 0 | 43 | 2.10E+11 | 8.08E+10 | 7850 | 10 | 0.022 |  | 85 | 91 | 92 | 85 | 85 | 1c | 0 | 0 | 85 | 2.10E+11 | 8.08E+10 | 7850 | 1 | 0.015
| 86 | 9.3 | 8.66 | -20 | 0 |  | 43.2 | 47 | 10 | 22 | Floater | No | 0 | 0.0006896 | 0 | 0 | 1802000000000 | 1802000000000 | 27860000000 | 27860000000 | 0 | 0 | 1387000000000 | 0.017165 | 144800000000 | 0.65 | N/A | Yes | BEM | Hydrodynamics | (with | Morison | drag) | 0 | 0 | 0 | 86 | 8.66 | -20 | 9.3 | 1 | 0 | 0 | 0 | 0 | [14 empty] | 86 | 92 | 93 | 86 | 86 | 1c | 0 | 0 | 86 | 2.10E+11 | 8.08E+10 | 7850 | 1 | 0.015
| 87 | 9.3 | 12.99 | -17.5 | 0 |  | 44.1 | 47 | 10 | 22 | Floater | No | 0 | 0.0006896 | 0 | 0 | 1802000000000 | 1802000000000 | 27860000000 | 27860000000 | 0 | 0 | 1387000000000 | 0.017165 | 144800000000 | 0.65 | N/A | Yes | BEM | Hydrodynamics | (with | Morison | drag) | 0 | 0 | 0 | 87 | 12.99 | -17.5 | 9.3 | 1 | 0 | 0 | 0 | 0 | 44 | 47 | 48 | 44 | 44 | 1c | 0 | 44 | 2.10E+11 | 8.08E+10 | 7850 | 10 | 0.022 |  | 87 | 93 | 94 | 87 | 87 | 1c | 0 | 0 | 87 | 2.10E+11 | 8.08E+10 | 7850 | 1 | 0.015
| 88 | 9.3 | 12.99 | -16.4 | 0 |  | 44.2 | 48 | 10 | 22 | Floater | No | 0 | 0.0006896 | 0 | 0 | 1802000000000 | 1802000000000 | 27860000000 | 27860000000 | 0 | 0 | 1387000000000 | 0.017165 | 144800000000 | 0.65 | N/A | Yes | BEM | Hydrodynamics | (with | Morison | drag) | 0 | 0 | 0 | 88 | 12.99 | -16.4 | 9.3 | 1 | 0 | 0 | 0 | 0 | [14 empty] | 88 | 94 | 95 | 88 | 88 | 1c | 0 | 0 | 88 | 2.10E+11 | 8.08E+10 | 7850 | 1 | 0.015
| 89 | 9.3 | 12.99 | -15.7028 | 0 |  | 45.1 | 48 | 10 | 22 | Floater | No | 0 | 0.0006896 | 0 | 0 | 1802000000000 | 1802000000000 | 27860000000 | 27860000000 | 0 | 0 | 1387000000000 | 0.017165 | 144800000000 | 0.65 | N/A | Yes | BEM | Hydrodynamics | (with | Morison | drag) | 0 | 0 | 0 | 89 | 12.99 | -15.7028 | 9.3 | 1 | 0 | 0 | 0 | 0 | 45 | 48 | 49 | 45 | 45 | 1c | 0 | 45 | 2.10E+11 | 8.08E+10 | 7850 | 10 | 0.022 |  | 89 | 95 | 96 | 89 | 89 | 1c | 0 | 0 | 89 | 2.10E+11 | 8.08E+10 | 7850 | 1 | 0.015
| 90 | 9.3 | 12.99 | -9.722 | 0 |  | 45.2 | 49 | 10 | 22 | Floater | No | 0 | 0.0006896 | 0 | 0 | 1802000000000 | 1802000000000 | 27860000000 | 27860000000 | 0 | 0 | 1387000000000 | 0.017165 | 144800000000 | 0.65 | N/A | Yes | BEM | Hydrodynamics | (with | Morison | drag) | 0 | 0 | 0 | 90 | 12.99 | -9.722 | 9.3 | 1 | 0 | 0 | 0 | 0 | [14 empty] | 90 | 96 | 97 | 90 | 90 | 1c | 0 | 0 | 90 | 2.10E+11 | 8.08E+10 | 7850 | 1 | 0.015
| 91 | 9.3 | 12.99 | -5.833 | 0 |  | 46.1 | 49 | 10 | 22 | Floater | No | 0 | 0.0006896 | 0 | 0 | 1802000000000 | 1802000000000 | 27860000000 | 27860000000 | 0 | 0 | 1387000000000 | 0.017165 | 144800000000 | 0.65 | N/A | Yes | BEM | Hydrodynamics | (with | Morison | drag) | 0 | 0 | 0 | 91 | 12.99 | -5.833 | 9.3 | 1 | 0 | 0 | 0 | 0 | 46 | 49 | 50 | 46 | 46 | 1c | 0 | 46 | 2.10E+11 | 8.08E+10 | 7850 | 10 | 0.022 |  | 91 | 97 | 98 | 91 | 91 | 1c | 0 | 0 | 91 | 2.10E+11 | 8.08E+10 | 7850 | 1 | 0.015
| 92 | 9.3 | 12.99 | -1.944 | 0 |  | 46.2 | 50 | 10 | 22 | Floater | No | 0 | 0.0006896 | 0 | 0 | 1802000000000 | 1802000000000 | 27860000000 | 27860000000 | 0 | 0 | 1387000000000 | 0.017165 | 144800000000 | 0.65 | N/A | Yes | BEM | Hydrodynamics | (with | Morison | drag) | 0 | 0 | 0 | 92 | 12.99 | -1.944 | 9.3 | 1 | 0 | 0 | 0 | 0 | [14 empty] | 92 | 98 | 99 | 92 | 92 | 1c | 0 | 0 | 92 | 2.10E+11 | 8.08E+10 | 7850 | 1 | 0.015
| 93 | 9.3 | 12.99 | 0 | 0 |  | 47.1 | 50 | 10 | 22 | Floater | No | 0 | 0.0006896 | 0 | 0 | 1802000000000 | 1802000000000 | 27860000000 | 27860000000 | 0 | 0 | 1387000000000 | 0.017165 | 144800000000 | 0.65 | N/A | Yes | BEM | Hydrodynamics | (with | Morison | drag) | 0 | 0 | 0 | 93 | 12.99 | 0 | 9.3 | 1 | 0 | 0 | 0 | 0 | 47 | 50 | 51 | 47 | 47 | 1c | 0 | 47 | 2.10E+11 | 8.08E+10 | 7850 | 10 | 0.022 |  | 93 | 100 | 101 | 93 | 93 | 1c | 0 | 0 | 93 | 2.10E+11 | 8.08E+10 | 7850 | 1.3 | 0.02
| 94 | 9.3 | 12.99 | 1.944 | 0 |  | 47.2 | 51 | 10 | 22 | Floater | No | 0 | 0.0006896 | 0 | 0 | 1802000000000 | 1802000000000 | 27860000000 | 27860000000 | 0 | 0 | 1387000000000 | 0.017165 | 144800000000 | 0.65 | N/A | Yes | BEM | Hydrodynamics | (with | Morison | drag) | 0 | 0 | 0 | 94 | 12.99 | 1.944 | 9.3 | 1 | 0 | 0 | 0 | 0 | [14 empty] | 94 | 101 | 102 | 94 | 94 | 1c | 0 | 0 | 94 | 2.10E+11 | 8.08E+10 | 7850 | 1.3 | 0.02
| 95 | 9.3 | 12.99 | 5.833 | 0 |  | 48.1 | 51 | 10 | 20 | Floater | No | 0 | 0.0006271 | 0 | 0 | 1639000000000 | 1639000000000 | 25330000000 | 25330000000 | 0 | 0 | 1262000000000 | 0.015614 | 131700000000 | 0.65 | N/A | Yes | BEM | Hydrodynamics | (with | Morison | drag) | 0 | 0 | 0 | 95 | 12.99 | 5.833 | 9.3 | 1 | 0 | 0 | 0 | 0 | 48 | 51 | 52 | 48 | 48 | 1c | 0 | 48 | 2.10E+11 | 8.08E+10 | 7850 | 10 | 0.02 |  | 95 | 102 | 103 | 95 | 95 | 1c | 0 | 0 | 95 | 2.10E+11 | 8.08E+10 | 7850 | 1.3 | 0.02
| 96 | 9.3 | 12.99 | 9.722 | 0 |  | 48.2 | 52 | 10 | 20 | Floater | No | 0 | 0.0006271 | 0 | 0 | 1639000000000 | 1639000000000 | 25330000000 | 25330000000 | 0 | 0 | 1262000000000 | 0.015614 | 131700000000 | 0.65 | N/A | Yes | BEM | Hydrodynamics | (with | Morison | drag) | 0 | 0 | 0 | 96 | 12.99 | 9.722 | 9.3 | 1 | 0 | 0 | 0 | 0 | [14 empty] | 96 | 103 | 104 | 96 | 96 | 1c | 0 | 0 | 96 | 2.10E+11 | 8.08E+10 | 7850 | 1.3 | 0.02
| 97 | 9.3 | 12.99 | 15.7028 | 0 |  | 49.1 | 52 | 10 | 20 | Floater | No | 0 | 0.0006271 | 0 | 0 | 1639000000000 | 1639000000000 | 25330000000 | 25330000000 | 0 | 0 | 1262000000000 | 0.015614 | 131700000000 | 0.65 | N/A | Yes | BEM | Hydrodynamics | (with | Morison | drag) | 0 | 0 | 0 | 97 | 12.99 | 15.7028 | 9.3 | 1 | 0 | 0 | 0 | 0 | 49 | 52 | 53 | 49 | 49 | 1c | 0 | 49 | 2.10E+11 | 8.08E+10 | 7850 | 10 | 0.02 |  | 97 | 104 | 105 | 97 | 97 | 1c | 0 | 0 | 97 | 2.10E+11 | 8.08E+10 | 7850 | 1.3 | 0.02
| 98 | 9.3 | 12.99 | 16.4 | 0 |  | 49.2 | 53 | 10 | 20 | Floater | No | 0 | 0.0006271 | 0 | 0 | 1639000000000 | 1639000000000 | 25330000000 | 25330000000 | 0 | 0 | 1262000000000 | 0.015614 | 131700000000 | 0.65 | N/A | Yes | BEM | Hydrodynamics | (with | Morison | drag) | 0 | 0 | 0 | 98 | 12.99 | 16.4 | 9.3 | 1 | 0 | 0 | 0 | 0 | [14 empty] | 98 | 105 | 106 | 98 | 98 | 1c | 0 | 0 | 98 | 2.10E+11 | 8.08E+10 | 7850 | 1.3 | 0.02
| 99 | 9.3 | 12.99 | 17.5 | 0 |  | 50.1 | 53 | 10 | 20 | Floater | No | 0 | 0.0006271 | 0 | 0 | 1639000000000 | 1639000000000 | 25330000000 | 25330000000 | 0 | 0 | 1262000000000 | 0.015614 | 131700000000 | 0.65 | N/A | Yes | BEM | Hydrodynamics | (with | Morison | drag) | 0 | 0 | 0 | 99 | 12.99 | 17.5 | 9.3 | 1 | 0 | 0 | 0 | 0 | 50 | 53 | 54 | 50 | 50 | 1c | 0 | 50 | 2.10E+11 | 8.08E+10 | 7850 | 10 | 0.02 |  | 99 | 107 | 108 | 99 | 99 | 1c | 0 | 0 | 99 | 2.10E+11 | 8.08E+10 | 7850 | 1.3 | 0.02
| 100 | 9.3 | 10.49 | 18.17 | 0 |  | 50.2 | 54 | 10 | 20 | Floater | No | 0 | 0.0006271 | 0 | 0 | 1639000000000 | 1639000000000 | 25330000000 | 25330000000 | 0 | 0 | 1262000000000 | 0.015614 | 131700000000 | 0.65 | N/A | Yes | BEM | Hydrodynamics | (with | Morison | drag) | 0 | 0 | 0 | 100 | 10.49 | 18.17 | 9.3 | 1 | 0 | 0 | 0 | 0 | [14 empty] | 100 | 108 | 109 | 100 | 100 | 1c | 0 | 0 | 100 | 2.10E+11 | 8.08E+10 | 7850 | 1.3 | 0.02
| 101 | 9.3 | 9.94 | 17.217 | 0 |  | 51.1 | 54 | 10 | 20 | Floater | No | 0 | 0.0006271 | 0 | 0 | 1639000000000 | 1639000000000 | 25330000000 | 25330000000 | 0 | 0 | 1262000000000 | 0.015614 | 131700000000 | 0.65 | N/A | Yes | BEM | Hydrodynamics | (with | Morison | drag) | 0 | 0 | 0 | 101 | 9.94 | 17.217 | 9.3 | 1 | 0 | 0 | 0 | 0 | 51 | 54 | 55 | 51 | 51 | 1c | 0 | 51 | 2.10E+11 | 8.08E+10 | 7850 | 10 | 0.02 |  | 101 | 109 | 110 | 101 | 101 | 1c | 0 | 0 | 101 | 2.10E+11 | 8.08E+10 | 7850 | 1.3 | 0.02
| 102 | 9.3 | 8.149 | 14.115 | 0 |  | 51.2 | 55 | 10 | 20 | Floater | No | 0 | 0.0006271 | 0 | 0 | 1639000000000 | 1639000000000 | 25330000000 | 25330000000 | 0 | 0 | 1262000000000 | 0.015614 | 131700000000 | 0.65 | N/A | Yes | BEM | Hydrodynamics | (with | Morison | drag) | 0 | 0 | 0 | 102 | 8.149 | 14.115 | 9.3 | 1 | 0 | 0 | 0 | 0 | [14 empty] | 102 | 110 | 111 | 102 | 102 | 1c | 0 | 0 | 102 | 2.10E+11 | 8.08E+10 | 7850 | 1.3 | 0.02
| 103 | 9.3 | 5.808 | 10.059 | 0 |  | 52.1 | 55 | 10 | 21 | Floater | No | 0 | 0.0006583 | 0 | 0 | 1721000000000 | 1721000000000 | 26600000000 | 26600000000 | 0 | 0 | 1324000000000 | 0.01639 | 138300000000 | 0.65 | N/A | Yes | BEM | Hydrodynamics | (with | Morison | drag) | 0 | 0 | 0 | 103 | 5.808 | 10.059 | 9.3 | 1 | 0 | 0 | 0 | 0 | 52 | 55 | 56 | 52 | 52 | 1c | 0 | 52 | 2.10E+11 | 8.08E+10 | 7850 | 10 | 0.021 |  | 103 | 111 | 112 | 103 | 103 | 1c | 0 | 0 | 103 | 2.10E+11 | 8.08E+10 | 7850 | 1.3 | 0.02
| 104 | 9.3 | 3.466 | 6.004 | 0 |  | 52.2 | 56 | 10 | 21 | Floater | No | 0 | 0.0006583 | 0 | 0 | 1721000000000 | 1721000000000 | 26600000000 | 26600000000 | 0 | 0 | 1324000000000 | 0.01639 | 138300000000 | 0.65 | N/A | Yes | BEM | Hydrodynamics | (with | Morison | drag) | 0 | 0 | 0 | 104 | 3.466 | 6.004 | 9.3 | 1 | 0 | 0 | 0 | 0 | [14 empty] | 104 | 112 | 113 | 104 | 104 | 1c | 0 | 0 | 104 | 2.10E+11 | 8.08E+10 | 7850 | 1.3 | 0.02
| 105 | 9.3 | 1.97 | 3.412 | 0 |  | 53.1 | 56 | 10 | 20 | Floater | No | 0 | 0.0006271 | 0 | 0 | 1639000000000 | 1639000000000 | 25330000000 | 25330000000 | 0 | 0 | 1262000000000 | 0.015614 | 131700000000 | 0.65 | N/A | Yes | BEM | Hydrodynamics | (with | Morison | drag) | 0 | 0 | 0 | 105 | 1.97 | 3.412 | 9.3 | 1 | 0 | 0 | 0 | 0 | 53 | 56 | 57 | 53 | 53 | 1c | 0 | 53 | 2.10E+11 | 8.08E+10 | 7850 | 10 | 0.02 |  | 105 | 114 | 115 | 105 | 105 | 1c | 0 | 0 | 105 | 2.10E+11 | 8.08E+10 | 7850 | 1.3 | 0.02
| 106 | 9.3 | 1.25 | 2.17 | 0 |  | 53.2 | 57 | 10 | 20 | Floater | No | 0 | 0.0006271 | 0 | 0 | 1639000000000 | 1639000000000 | 25330000000 | 25330000000 | 0 | 0 | 1262000000000 | 0.015614 | 131700000000 | 0.65 | N/A | Yes | BEM | Hydrodynamics | (with | Morison | drag) | 0 | 0 | 0 | 106 | 1.25 | 2.17 | 9.3 | 1 | 0 | 0 | 0 | 0 | [14 empty] | 106 | 115 | 116 | 106 | 106 | 1c | 0 | 0 | 106 | 2.10E+11 | 8.08E+10 | 7850 | 1.3 | 0.02
| 107 | 9.3 | -2.25 | 0 | 0 |  | 54.1 | 57 | 10 | 21 | Floater | No | 0 | 0.0006583 | 0 | 0 | 1721000000000 | 1721000000000 | 26600000000 | 26600000000 | 0 | 0 | 1324000000000 | 0.01639 | 138300000000 | 0.65 | N/A | Yes | BEM | Hydrodynamics | (with | Morison | drag) | 0 | 0 | 0 | 107 | -2.25 | 0 | 9.3 | 1 | 0 | 0 | 0 | 0 | 54 | 57 | 58 | 54 | 54 | 1c | 0 | 54 | 2.10E+11 | 8.08E+10 | 7850 | 10 | 0.021 |  | 107 | 116 | 117 | 107 | 107 | 1c | 0 | 0 | 107 | 2.10E+11 | 8.08E+10 | 7850 | 1.3 | 0.02
| 108 | 9.3 | -3.94 | 0 | 0 |  | 54.2 | 58 | 10 | 21 | Floater | No | 0 | 0.0006583 | 0 | 0 | 1721000000000 | 1721000000000 | 26600000000 | 26600000000 | 0 | 0 | 1324000000000 | 0.01639 | 138300000000 | 0.65 | N/A | Yes | BEM | Hydrodynamics | (with | Morison | drag) | 0 | 0 | 0 | 108 | -3.94 | 0 | 9.3 | 1 | 0 | 0 | 0 | 0 | [14 empty] | 108 | 117 | 118 | 108 | 108 | 1c | 0 | 0 | 108 | 2.10E+11 | 8.08E+10 | 7850 | 1.3 | 0.02
| 109 | 9.3 | -6.933 | 0 | 0 |  | 55.1 | 58 | 10 | 20 | Floater | No | 0 | 0.0006271 | 0 | 0 | 1639000000000 | 1639000000000 | 25330000000 | 25330000000 | 0 | 0 | 1262000000000 | 0.015614 | 131700000000 | 0.65 | N/A | Yes | BEM | Hydrodynamics | (with | Morison | drag) | 0 | 0 | 0 | 109 | -6.933 | 0 | 9.3 | 1 | 0 | 0 | 0 | 0 | 55 | 58 | 59 | 55 | 55 | 1c | 0 | 55 | 2.10E+11 | 8.08E+10 | 7850 | 10 | 0.02 |  | 109 | 118 | 119 | 109 | 109 | 1c | 0 | 0 | 109 | 2.10E+11 | 8.08E+10 | 7850 | 1.3 | 0.02
| 110 | 9.3 | -11.615 | 0 | 0 |  | 55.2 | 59 | 10 | 20 | Floater | No | 0 | 0.0006271 | 0 | 0 | 1639000000000 | 1639000000000 | 25330000000 | 25330000000 | 0 | 0 | 1262000000000 | 0.015614 | 131700000000 | 0.65 | N/A | Yes | BEM | Hydrodynamics | (with | Morison | drag) | 0 | 0 | 0 | 110 | -11.615 | 0 | 9.3 | 1 | 0 | 0 | 0 | 0 | [14 empty] | 110 | 119 | 120 | 110 | 110 | 1c | 0 | 0 | 110 | 2.10E+11 | 8.08E+10 | 7850 | 1.3 | 0.02
| 111 | 9.3 | -16.298 | 0 | 0 |  | 56.1 | 59 | 10 | 20 | Floater | No | 0 | 0.0006271 | 0 | 0 | 1639000000000 | 1639000000000 | 25330000000 | 25330000000 | 0 | 0 | 1262000000000 | 0.015614 | 131700000000 | 0.65 | N/A | Yes | BEM | Hydrodynamics | (with | Morison | drag) | 0 | 0 | 0 | 111 | -16.298 | 0 | 9.3 | 1 | 0 | 0 | 0 | 0 | 56 | 59 | 60 | 56 | 56 | 1c | 0 | 56 | 2.10E+11 | 8.08E+10 | 7850 | 10 | 0.02 |  | 111 | 28 | 61 | 111 | 111 | 1c | 0 | 0 | 111 | 2.10E+11 | 8.08E+10 | 7850 | 1 | 0.015
| 112 | 9.3 | -19.881 | 0 | 0 |  | 56.2 | 60 | 10 | 20 | Floater | No | 0 | 0.0006271 | 0 | 0 | 1639000000000 | 1639000000000 | 25330000000 | 25330000000 | 0 | 0 | 1262000000000 | 0.015614 | 131700000000 | 0.65 | N/A | Yes | BEM | Hydrodynamics | (with | Morison | drag) | 0 | 0 | 0 | 112 | -19.881 | 0 | 9.3 | 1 | 0 | 0 | 0 | 0 | [14 empty] | 112 | 28 | 99 | 112 | 112 | 1c | 0 | 0 | 112 | 2.10E+11 | 8.08E+10 | 7850 | 1 | 0.015
| 113 | 9.3 | -20.981 | 0 | 0 |  | 57.1 | 61 | 1 | 15 | Floater | No | 0 | 4.642e-05 | 0 | 0 | 1182000000 | 1182000000 | 1875000000 | 1875000000 | 0 | 0 | 909900000 | 1.126e-05 | 9748000000 | 0.65 | N/A | Yes | BEM | Hydrodynamics | (with | Morison | drag) | 0 | 0 | 0 | 113 | -20.981 | 0 | 9.3 | 1 | 0 | 0 | 0 | 0 | 57 | 61 | 62 | 57 | 57 | 1c | 0 | 57 | 2.10E+11 | 8.08E+10 | 7850 | 1 | 0.015 |  | 113 | 28 | 100 | 113 | 113 | 1c | 0 | 0 | 113 | 2.10E+11 | 8.08E+10 | 7850 | 1 | 0.015
| 114 | 9.3 | 1.25 | -2.17 | 0 |  | 57.2 | 62 | 1 | 15 | Floater | No | 0 | 4.642e-05 | 0 | 0 | 1182000000 | 1182000000 | 1875000000 | 1875000000 | 0 | 0 | 909900000 | 1.126e-05 | 9748000000 | 0.65 | N/A | Yes | BEM | Hydrodynamics | (with | Morison | drag) | 0 | 0 | 0 | 114 | 1.25 | -2.17 | 9.3 | 1 | 0 | 0 | 0 | 0 | [14 empty] | 114 | 43 | 73 | 114 | 114 | 1c | 0 | 0 | 114 | 2.10E+11 | 8.08E+10 | 7850 | 1 | 0.015
| 115 | 9.3 | 1.97 | -3.412 | 0 |  | 58.1 | 62 | 1 | 15 | Floater | No | 0 | 4.642e-05 | 0 | 0 | 1182000000 | 1182000000 | 1875000000 | 1875000000 | 0 | 0 | 909900000 | 1.126e-05 | 9748000000 | 0.65 | N/A | Yes | BEM | Hydrodynamics | (with | Morison | drag) | 0 | 0 | 0 | 115 | 1.97 | -3.412 | 9.3 | 1 | 0 | 0 | 0 | 0 | 58 | 62 | 63 | 58 | 58 | 1c | 0 | 58 | 2.10E+11 | 8.08E+10 | 7850 | 1 | 0.015 |  | 115 | 43 | 74 | 115 | 115 | 1c | 0 | 0 | 115 | 2.10E+11 | 8.08E+10 | 7850 | 1 | 0.015
| 116 | 9.3 | 3.466 | -6.004 | 0 |  | 58.2 | 63 | 1 | 15 | Floater | No | 0 | 4.642e-05 | 0 | 0 | 1182000000 | 1182000000 | 1875000000 | 1875000000 | 0 | 0 | 909900000 | 1.126e-05 | 9748000000 | 0.65 | N/A | Yes | BEM | Hydrodynamics | (with | Morison | drag) | 0 | 0 | 0 | 116 | 3.466 | -6.004 | 9.3 | 1 | 0 | 0 | 0 | 0 | [14 empty] | 116 | 43 | 113 | 116 | 116 | 1c | 0 | 0 | 116 | 2.10E+11 | 8.08E+10 | 7850 | 1 | 0.015
| 117 | 9.3 | 5.808 | -10.059 | 0 |  | 59.1 | 63 | 1 | 15 | Floater | No | 0 | 4.642e-05 | 0 | 0 | 1182000000 | 1182000000 | 1875000000 | 1875000000 | 0 | 0 | 909900000 | 1.126e-05 | 9748000000 | 0.65 | N/A | Yes | BEM | Hydrodynamics | (with | Morison | drag) | 0 | 0 | 0 | 117 | 5.808 | -10.059 | 9.3 | 1 | 0 | 0 | 0 | 0 | 59 | 63 | 64 | 59 | 59 | 1c | 0 | 59 | 2.10E+11 | 8.08E+10 | 7850 | 1 | 0.015 |  | 117 | 58 | 87 | 117 | 117 | 1c | 0 | 0 | 117 | 2.10E+11 | 8.08E+10 | 7850 | 1 | 0.015
| 118 | 9.3 | 8.149 | -14.115 | 0 |  | 59.2 | 64 | 1 | 15 | Floater | No | 0 | 4.642e-05 | 0 | 0 | 1182000000 | 1182000000 | 1875000000 | 1875000000 | 0 | 0 | 909900000 | 1.126e-05 | 9748000000 | 0.65 | N/A | Yes | BEM | Hydrodynamics | (with | Morison | drag) | 0 | 0 | 0 | 118 | 8.149 | -14.115 | 9.3 | 1 | 0 | 0 | 0 | 0 | [14 empty] | 118 | 58 | 120 | 118 | 118 | 1c | 0 | 0 | 118 | 2.10E+11 | 8.08E+10 | 7850 | 1 | 0.015
| 119 | 9.3 | 9.94 | -17.217 | 0 |  | 60.1 | 64 | 1 | 15 | Floater | No | 0 | 4.642e-05 | 0 | 0 | 1182000000 | 1182000000 | 1875000000 | 1875000000 | 0 | 0 | 909900000 | 1.126e-05 | 9748000000 | 0.65 | N/A | Yes | BEM | Hydrodynamics | (with | Morison | drag) | 0 | 0 | 0 | 119 | 9.94 | -17.217 | 9.3 | 1 | 0 | 0 | 0 | 0 | 60 | 64 | 65 | 60 | 60 | 1c | 0 | 60 | 2.10E+11 | 8.08E+10 | 7850 | 1 | 0.015 |  | 119 | 13 | 106 | 119 | 119 | 1c | 0 | 0 | 119 | 2.10E+11 | 8.08E+10 | 7850 | 1.3 | 0.02
| 120 | 9.3 | 10.49 | -18.17 | 0 |  | 60.2 | 65 | 1 | 15 | Floater | No | 0 | 4.642e-05 | 0 | 0 | 1182000000 | 1182000000 | 1875000000 | 1875000000 | 0 | 0 | 909900000 | 1.126e-05 | 9748000000 | 0.65 | N/A | Yes | BEM | Hydrodynamics | (with | Morison | drag) | 0 | 0 | 0 | 120 | 10.49 | -18.17 | 9.3 | 1 | 0 | 0 | 0 | 0 | [14 empty] | 120 | 13 | 107 | 120 | 120 | 1c | 0 | 0 | 120 | 2.10E+11 | 8.08E+10 | 7850 | 1.3 | 0.02
| 121 | -12 | 8.66 | 20 | 0 |  | 61.1 | 65 | 1 | 15 | Floater | No | 0 | 4.642e-05 | 0 | 0 | 1182000000 | 1182000000 | 1875000000 | 1875000000 | 0 | 0 | 909900000 | 1.126e-05 | 9748000000 | 0.65 | N/A | Yes | BEM | Hydrodynamics | (with | Morison | drag) | 0 | 0 | 0 | 121 | 8.66 | 20 | -12 | 1 | 0 | 0 | 0 | 0 | 61 | 65 | 66 | 61 | 61 | 1c | 0 | 61 | 2.10E+11 | 8.08E+10 | 7850 | 1 | 0.015 |  | 121 | 13 | 114 | 121 | 121 | 1c | 0 | 0 | 121 | 2.10E+11 | 8.08E+10 | 7850 | 1.3 | 0.02
| 122 | -12 | 7.708 | 19.45 | 0 |  | 61.2 | 66 | 1 | 15 | Floater | No | 0 | 4.642e-05 | 0 | 0 | 1182000000 | 1182000000 | 1875000000 | 1875000000 | 0 | 0 | 909900000 | 1.126e-05 | 9748000000 | 0.65 | N/A | Yes | BEM | Hydrodynamics | (with | Morison | drag) | 0 | 0 | 0 | 122 | 7.708 | 19.45 | -12 | 1 | 0 | 0 | 0 | 0 | [14 empty] | 122 | 17 | 121 | 122 | 122 | 1c | 0 | 0 | 122 | 2.10E+11 | 8.08E+10 | 7850 | 1 | 0.02
| 123 | -12 | 5.292 | 18.056 | 0 |  | 62.1 | 66 | 1 | 15 | Floater | No | 0 | 4.642e-05 | 0 | 0 | 1182000000 | 1182000000 | 1875000000 | 1875000000 | 0 | 0 | 909900000 | 1.126e-05 | 9748000000 | 0.65 | N/A | Yes | BEM | Hydrodynamics | (with | Morison | drag) | 0 | 0 | 0 | 123 | 5.292 | 18.056 | -12 | 1 | 0 | 0 | 0 | 0 | 62 | 66 | 67 | 62 | 62 | 1c | 0 | 62 | 2.10E+11 | 8.08E+10 | 7850 | 1 | 0.015 |  | 123 | 121 | 122 | 123 | 123 | 1c | 0 | 0 | 123 | 2.10E+11 | 8.08E+10 | 7850 | 1 | 0.02
| 124 | -12 | 1.925 | 16.111 | 0 |  | 62.2 | 67 | 1 | 15 | Floater | No | 0 | 4.642e-05 | 0 | 0 | 1182000000 | 1182000000 | 1875000000 | 1875000000 | 0 | 0 | 909900000 | 1.126e-05 | 9748000000 | 0.65 | N/A | Yes | BEM | Hydrodynamics | (with | Morison | drag) | 0 | 0 | 0 | 124 | 1.925 | 16.111 | -12 | 1 | 0 | 0 | 0 | 0 | [14 empty] | 124 | 122 | 123 | 124 | 124 | 1c | 0 | 0 | 124 | 2.10E+11 | 8.08E+10 | 7850 | 1 | 0.02
| 125 | -12 | -1.443 | 14.167 | 0 |  | 63.1 | 67 | 1 | 15 | Floater | No | 0 | 4.642e-05 | 0 | 0 | 1182000000 | 1182000000 | 1875000000 | 1875000000 | 0 | 0 | 909900000 | 1.126e-05 | 9748000000 | 0.65 | N/A | Yes | BEM | Hydrodynamics | (with | Morison | drag) | 0 | 0 | 0 | 125 | -1.443 | 14.167 | -12 | 1 | 0 | 0 | 0 | 0 | 63 | 67 | 68 | 63 | 63 | 1c | 0 | 63 | 2.10E+11 | 8.08E+10 | 7850 | 1 | 0.015 |  | 125 | 123 | 124 | 125 | 125 | 1c | 0 | 0 | 125 | 2.10E+11 | 8.08E+10 | 7850 | 1 | 0.02
| 126 | -12 | -6.074 | 11.493 | 0 |  | 63.2 | 68 | 1 | 15 | Floater | No | 0 | 4.642e-05 | 0 | 0 | 1182000000 | 1182000000 | 1875000000 | 1875000000 | 0 | 0 | 909900000 | 1.126e-05 | 9748000000 | 0.65 | N/A | Yes | BEM | Hydrodynamics | (with | Morison | drag) | 0 | 0 | 0 | 126 | -6.074 | 11.493 | -12 | 1 | 0 | 0 | 0 | 0 | [14 empty] | 126 | 124 | 125 | 126 | 126 | 1c | 0 | 0 | 126 | 2.10E+11 | 8.08E+10 | 7850 | 1 | 0.02
| 127 | -12 | -6.495 | 11.25 | 0 |  | 64.1 | 68 | 1 | 15 | Floater | No | 0 | 4.642e-05 | 0 | 0 | 1182000000 | 1182000000 | 1875000000 | 1875000000 | 0 | 0 | 909900000 | 1.126e-05 | 9748000000 | 0.65 | N/A | Yes | BEM | Hydrodynamics | (with | Morison | drag) | 0 | 0 | 0 | 127 | -6.495 | 11.25 | -12 | 1 | 0 | 0 | 0 | 0 | 64 | 68 | 69 | 64 | 64 | 1c | 0 | 64 | 2.10E+11 | 8.08E+10 | 7850 | 1 | 0.015 |  | 127 | 125 | 126 | 127 | 127 | 1c | 0 | 0 | 127 | 2.10E+11 | 8.08E+10 | 7850 | 1 | 0.02
| 128 | -12 | -6.916 | 11.007 | 0 |  | 64.2 | 69 | 1 | 15 | Floater | No | 0 | 4.642e-05 | 0 | 0 | 1182000000 | 1182000000 | 1875000000 | 1875000000 | 0 | 0 | 909900000 | 1.126e-05 | 9748000000 | 0.65 | N/A | Yes | BEM | Hydrodynamics | (with | Morison | drag) | 0 | 0 | 0 | 128 | -6.916 | 11.007 | -12 | 1 | 0 | 0 | 0 | 0 | [14 empty] | 128 | 126 | 127 | 128 | 128 | 1c | 0 | 0 | 128 | 2.10E+11 | 8.08E+10 | 7850 | 1 | 0.02
| 129 | -12 | -11.547 | 8.333 | 0 |  | 65.1 | 69 | 1 | 15 | Floater | No | 0 | 4.642e-05 | 0 | 0 | 1182000000 | 1182000000 | 1875000000 | 1875000000 | 0 | 0 | 909900000 | 1.126e-05 | 9748000000 | 0.65 | N/A | Yes | BEM | Hydrodynamics | (with | Morison | drag) | 0 | 0 | 0 | 129 | -11.547 | 8.333 | -12 | 1 | 0 | 0 | 0 | 0 | 65 | 69 | 70 | 65 | 65 | 1c | 0 | 65 | 2.10E+11 | 8.08E+10 | 7850 | 1 | 0.015 |  | 129 | 127 | 128 | 129 | 129 | 1c | 0 | 0 | 129 | 2.10E+11 | 8.08E+10 | 7850 | 1 | 0.02
| 130 | -12 | -14.915 | 6.389 | 0 |  | 65.2 | 70 | 1 | 15 | Floater | No | 0 | 4.642e-05 | 0 | 0 | 1182000000 | 1182000000 | 1875000000 | 1875000000 | 0 | 0 | 909900000 | 1.126e-05 | 9748000000 | 0.65 | N/A | Yes | BEM | Hydrodynamics | (with | Morison | drag) | 0 | 0 | 0 | 130 | -14.915 | 6.389 | -12 | 1 | 0 | 0 | 0 | 0 | [14 empty] | 130 | 128 | 129 | 130 | 130 | 1c | 0 | 0 | 130 | 2.10E+11 | 8.08E+10 | 7850 | 1 | 0.02
| 131 | -12 | -18.283 | 4.444 | 0 |  | 66.1 | 70 | 1 | 15 | Floater | No | 0 | 4.642e-05 | 0 | 0 | 1182000000 | 1182000000 | 1875000000 | 1875000000 | 0 | 0 | 909900000 | 1.126e-05 | 9748000000 | 0.65 | N/A | Yes | BEM | Hydrodynamics | (with | Morison | drag) | 0 | 0 | 0 | 131 | -18.283 | 4.444 | -12 | 1 | 0 | 0 | 0 | 0 | 66 | 70 | 71 | 66 | 66 | 1c | 0 | 66 | 2.10E+11 | 8.08E+10 | 7850 | 1 | 0.015 |  | 131 | 129 | 130 | 131 | 131 | 1c | 0 | 0 | 131 | 2.10E+11 | 8.08E+10 | 7850 | 1 | 0.02
| 132 | -12 | -20.698 | 3.05 | 0 |  | 66.2 | 71 | 1 | 15 | Floater | No | 0 | 4.642e-05 | 0 | 0 | 1182000000 | 1182000000 | 1875000000 | 1875000000 | 0 | 0 | 909900000 | 1.126e-05 | 9748000000 | 0.65 | N/A | Yes | BEM | Hydrodynamics | (with | Morison | drag) | 0 | 0 | 0 | 132 | -20.698 | 3.05 | -12 | 1 | 0 | 0 | 0 | 0 | [14 empty] | 132 | 130 | 131 | 132 | 132 | 1c | 0 | 0 | 132 | 2.10E+11 | 8.08E+10 | 7850 | 1 | 0.02
| 133 | -12 | -21.651 | 2.5 | 0 |  | 67.1 | 71 | 1 | 15 | Floater | No | 0 | 4.642e-05 | 0 | 0 | 1182000000 | 1182000000 | 1875000000 | 1875000000 | 0 | 0 | 909900000 | 1.126e-05 | 9748000000 | 0.65 | N/A | Yes | BEM | Hydrodynamics | (with | Morison | drag) | 0 | 0 | 0 | 133 | -21.651 | 2.5 | -12 | 1 | 0 | 0 | 0 | 0 | 67 | 71 | 72 | 67 | 67 | 1c | 0 | 67 | 2.10E+11 | 8.08E+10 | 7850 | 1 | 0.015 |  | 133 | 131 | 132 | 133 | 133 | 1c | 0 | 0 | 133 | 2.10E+11 | 8.08E+10 | 7850 | 1 | 0.02
| 134 | -12 | -21.651 | -2.5 | 0 |  | 67.2 | 72 | 1 | 15 | Floater | No | 0 | 4.642e-05 | 0 | 0 | 1182000000 | 1182000000 | 1875000000 | 1875000000 | 0 | 0 | 909900000 | 1.126e-05 | 9748000000 | 0.65 | N/A | Yes | BEM | Hydrodynamics | (with | Morison | drag) | 0 | 0 | 0 | 134 | -21.651 | -2.5 | -12 | 1 | 0 | 0 | 0 | 0 | [14 empty] | 134 | 132 | 133 | 134 | 134 | 1c | 0 | 0 | 134 | 2.10E+11 | 8.08E+10 | 7850 | 1 | 0.02
| 135 | -12 | -20.698 | -3.05 | 0 |  | 68.1 | 72 | 1 | 15 | Floater | No | 0 | 4.642e-05 | 0 | 0 | 1182000000 | 1182000000 | 1875000000 | 1875000000 | 0 | 0 | 909900000 | 1.126e-05 | 9748000000 | 0.65 | N/A | Yes | BEM | Hydrodynamics | (with | Morison | drag) | 0 | 0 | 0 | 135 | -20.698 | -3.05 | -12 | 1 | 0 | 0 | 0 | 0 | 68 | 72 | 73 | 68 | 68 | 1c | 0 | 68 | 2.10E+11 | 8.08E+10 | 7850 | 1 | 0.015 |  | 135 | 133 | 32 | 135 | 135 | 1c | 0 | 0 | 135 | 2.10E+11 | 8.08E+10 | 7850 | 1 | 0.02
| 136 | -12 | -18.283 | -4.444 | 0 |  | 68.2 | 73 | 1 | 15 | Floater | No | 0 | 4.642e-05 | 0 | 0 | 1182000000 | 1182000000 | 1875000000 | 1875000000 | 0 | 0 | 909900000 | 1.126e-05 | 9748000000 | 0.65 | N/A | Yes | BEM | Hydrodynamics | (with | Morison | drag) | 0 | 0 | 0 | 136 | -18.283 | -4.444 | -12 | 1 | 0 | 0 | 0 | 0 | [14 empty] | 136 | 47 | 147 | 136 | 136 | 1c | 0 | 0 | 136 | 2.10E+11 | 8.08E+10 | 7850 | 1 | 0.02
| 137 | -12 | -14.915 | -6.389 | 0 |  | 69.1 | 74 | 1 | 15 | Floater | No | 0 | 4.642e-05 | 0 | 0 | 1182000000 | 1182000000 | 1875000000 | 1875000000 | 0 | 0 | 909900000 | 1.126e-05 | 9748000000 | 0.65 | N/A | Yes | BEM | Hydrodynamics | (with | Morison | drag) | 0 | 0 | 0 | 137 | -14.915 | -6.389 | -12 | 1 | 0 | 0 | 0 | 0 | 69 | 74 | 75 | 69 | 69 | 1c | 0 | 69 | 2.10E+11 | 8.08E+10 | 7850 | 1 | 0.015 |  | 137 | 147 | 148 | 137 | 137 | 1c | 0 | 0 | 137 | 2.10E+11 | 8.08E+10 | 7850 | 1 | 0.02
| 138 | -12 | -11.547 | -8.333 | 0 |  | 69.2 | 75 | 1 | 15 | Floater | No | 0 | 4.642e-05 | 0 | 0 | 1182000000 | 1182000000 | 1875000000 | 1875000000 | 0 | 0 | 909900000 | 1.126e-05 | 9748000000 | 0.65 | N/A | Yes | BEM | Hydrodynamics | (with | Morison | drag) | 0 | 0 | 0 | 138 | -11.547 | -8.333 | -12 | 1 | 0 | 0 | 0 | 0 | [14 empty] | 138 | 148 | 149 | 138 | 138 | 1c | 0 | 0 | 138 | 2.10E+11 | 8.08E+10 | 7850 | 1 | 0.02
| 139 | -12 | -6.916 | -11.007 | 0 |  | 70.1 | 75 | 1 | 15 | Floater | No | 0 | 4.642e-05 | 0 | 0 | 1182000000 | 1182000000 | 1875000000 | 1875000000 | 0 | 0 | 909900000 | 1.126e-05 | 9748000000 | 0.65 | N/A | Yes | BEM | Hydrodynamics | (with | Morison | drag) | 0 | 0 | 0 | 139 | -6.916 | -11.007 | -12 | 1 | 0 | 0 | 0 | 0 | 70 | 75 | 76 | 70 | 70 | 1c | 0 | 70 | 2.10E+11 | 8.08E+10 | 7850 | 1 | 0.015 |  | 139 | 149 | 150 | 139 | 139 | 1c | 0 | 0 | 139 | 2.10E+11 | 8.08E+10 | 7850 | 1 | 0.02
| 140 | -12 | -6.495 | -11.25 | 0 |  | 70.2 | 76 | 1 | 15 | Floater | No | 0 | 4.642e-05 | 0 | 0 | 1182000000 | 1182000000 | 1875000000 | 1875000000 | 0 | 0 | 909900000 | 1.126e-05 | 9748000000 | 0.65 | N/A | Yes | BEM | Hydrodynamics | (with | Morison | drag) | 0 | 0 | 0 | 140 | -6.495 | -11.25 | -12 | 1 | 0 | 0 | 0 | 0 | [14 empty] | 140 | 150 | 151 | 140 | 140 | 1c | 0 | 0 | 140 | 2.10E+11 | 8.08E+10 | 7850 | 1 | 0.02
| 141 | -12 | -6.074 | -11.493 | 0 |  | 71.1 | 76 | 1 | 15 | Floater | No | 0 | 4.642e-05 | 0 | 0 | 1182000000 | 1182000000 | 1875000000 | 1875000000 | 0 | 0 | 909900000 | 1.126e-05 | 9748000000 | 0.65 | N/A | Yes | BEM | Hydrodynamics | (with | Morison | drag) | 0 | 0 | 0 | 141 | -6.074 | -11.493 | -12 | 1 | 0 | 0 | 0 | 0 | 71 | 76 | 77 | 71 | 71 | 1c | 0 | 71 | 2.10E+11 | 8.08E+10 | 7850 | 1 | 0.015 |  | 141 | 151 | 152 | 141 | 141 | 1c | 0 | 0 | 141 | 2.10E+11 | 8.08E+10 | 7850 | 1 | 0.02
| 142 | -12 | -1.443 | -14.167 | 0 |  | 71.2 | 77 | 1 | 15 | Floater | No | 0 | 4.642e-05 | 0 | 0 | 1182000000 | 1182000000 | 1875000000 | 1875000000 | 0 | 0 | 909900000 | 1.126e-05 | 9748000000 | 0.65 | N/A | Yes | BEM | Hydrodynamics | (with | Morison | drag) | 0 | 0 | 0 | 142 | -1.443 | -14.167 | -12 | 1 | 0 | 0 | 0 | 0 | [14 empty] | 142 | 152 | 153 | 142 | 142 | 1c | 0 | 0 | 142 | 2.10E+11 | 8.08E+10 | 7850 | 1 | 0.02
| 143 | -12 | 1.925 | -16.111 | 0 |  | 72.1 | 77 | 1 | 15 | Floater | No | 0 | 4.642e-05 | 0 | 0 | 1182000000 | 1182000000 | 1875000000 | 1875000000 | 0 | 0 | 909900000 | 1.126e-05 | 9748000000 | 0.65 | N/A | Yes | BEM | Hydrodynamics | (with | Morison | drag) | 0 | 0 | 0 | 143 | 1.925 | -16.111 | -12 | 1 | 0 | 0 | 0 | 0 | 72 | 77 | 78 | 72 | 72 | 1c | 0 | 72 | 2.10E+11 | 8.08E+10 | 7850 | 1 | 0.015 |  | 143 | 153 | 154 | 143 | 143 | 1c | 0 | 0 | 143 | 2.10E+11 | 8.08E+10 | 7850 | 1 | 0.02
| 144 | -12 | 5.292 | -18.056 | 0 |  | 72.2 | 78 | 1 | 15 | Floater | No | 0 | 4.642e-05 | 0 | 0 | 1182000000 | 1182000000 | 1875000000 | 1875000000 | 0 | 0 | 909900000 | 1.126e-05 | 9748000000 | 0.65 | N/A | Yes | BEM | Hydrodynamics | (with | Morison | drag) | 0 | 0 | 0 | 144 | 5.292 | -18.056 | -12 | 1 | 0 | 0 | 0 | 0 | [14 empty] | 144 | 154 | 155 | 144 | 144 | 1c | 0 | 0 | 144 | 2.10E+11 | 8.08E+10 | 7850 | 1 | 0.02
| 145 | -12 | 7.708 | -19.45 | 0 |  | 73.1 | 78 | 1 | 15 | Floater | No | 0 | 4.642e-05 | 0 | 0 | 1182000000 | 1182000000 | 1875000000 | 1875000000 | 0 | 0 | 909900000 | 1.126e-05 | 9748000000 | 0.65 | N/A | Yes | BEM | Hydrodynamics | (with | Morison | drag) | 0 | 0 | 0 | 145 | 7.708 | -19.45 | -12 | 1 | 0 | 0 | 0 | 0 | 73 | 78 | 79 | 73 | 73 | 1c | 0 | 73 | 2.10E+11 | 8.08E+10 | 7850 | 1 | 0.015 |  | 145 | 155 | 156 | 145 | 145 | 1c | 0 | 0 | 145 | 2.10E+11 | 8.08E+10 | 7850 | 1 | 0.02
| 146 | -12 | 8.66 | -20 | 0 |  | 73.2 | 79 | 1 | 15 | Floater | No | 0 | 4.642e-05 | 0 | 0 | 1182000000 | 1182000000 | 1875000000 | 1875000000 | 0 | 0 | 909900000 | 1.126e-05 | 9748000000 | 0.65 | N/A | Yes | BEM | Hydrodynamics | (with | Morison | drag) | 0 | 0 | 0 | 146 | 8.66 | -20 | -12 | 1 | 0 | 0 | 0 | 0 | [14 empty] | 146 | 156 | 157 | 146 | 146 | 1c | 0 | 0 | 146 | 2.10E+11 | 8.08E+10 | 7850 | 1 | 0.02
| 147 | -12 | 12.99 | -17.5 | 0 |  | 74.1 | 79 | 1 | 15 | Floater | No | 0 | 4.642e-05 | 0 | 0 | 1182000000 | 1182000000 | 1875000000 | 1875000000 | 0 | 0 | 909900000 | 1.126e-05 | 9748000000 | 0.65 | N/A | Yes | BEM | Hydrodynamics | (with | Morison | drag) | 0 | 0 | 0 | 147 | 12.99 | -17.5 | -12 | 1 | 0 | 0 | 0 | 0 | 74 | 79 | 80 | 74 | 74 | 1c | 0 | 74 | 2.10E+11 | 8.08E+10 | 7850 | 1 | 0.015 |  | 147 | 157 | 158 | 147 | 147 | 1c | 0 | 0 | 147 | 2.10E+11 | 8.08E+10 | 7850 | 1 | 0.02
| 148 | -12 | 12.99 | -16.4 | 0 |  | 74.2 | 80 | 1 | 15 | Floater | No | 0 | 4.642e-05 | 0 | 0 | 1182000000 | 1182000000 | 1875000000 | 1875000000 | 0 | 0 | 909900000 | 1.126e-05 | 9748000000 | 0.65 | N/A | Yes | BEM | Hydrodynamics | (with | Morison | drag) | 0 | 0 | 0 | 148 | 12.99 | -16.4 | -12 | 1 | 0 | 0 | 0 | 0 | [14 empty] | 148 | 158 | 159 | 148 | 148 | 1c | 0 | 0 | 148 | 2.10E+11 | 8.08E+10 | 7850 | 1 | 0.02
| 149 | -12 | 12.99 | -13.611 | 0 |  | 75.1 | 80 | 1 | 15 | Floater | No | 0 | 4.642e-05 | 0 | 0 | 1182000000 | 1182000000 | 1875000000 | 1875000000 | 0 | 0 | 909900000 | 1.126e-05 | 9748000000 | 0.65 | N/A | Yes | BEM | Hydrodynamics | (with | Morison | drag) | 0 | 0 | 0 | 149 | 12.99 | -13.611 | -12 | 1 | 0 | 0 | 0 | 0 | 75 | 80 | 81 | 75 | 75 | 1c | 0 | 75 | 2.10E+11 | 8.08E+10 | 7850 | 1 | 0.015 |  | 149 | 159 | 17 | 149 | 149 | 1c | 0 | 0 | 149 | 2.10E+11 | 8.08E+10 | 7850 | 1 | 0.02
| 150 | -12 | 12.99 | -9.722 | 0 |  | 75.2 | 81 | 1 | 15 | Floater | No | 0 | 4.642e-05 | 0 | 0 | 1182000000 | 1182000000 | 1875000000 | 1875000000 | 0 | 0 | 909900000 | 1.126e-05 | 9748000000 | 0.65 | N/A | Yes | BEM | Hydrodynamics | (with | Morison | drag) | 0 | 0 | 0 | 150 | 12.99 | -9.722 | -12 | 1 | 0 | 0 | 0 | 0 | [14 empty] | 150 | 17 | 160 | 150 | 150 | 1c | 0 | 0 | 150 | 2.10E+11 | 8.08E+10 | 7850 | 1.3 | 0.02
| 151 | -12 | 12.99 | -5.833 | 0 |  | 76.1 | 81 | 1 | 15 | Floater | No | 0 | 4.642e-05 | 0 | 0 | 1182000000 | 1182000000 | 1875000000 | 1875000000 | 0 | 0 | 909900000 | 1.126e-05 | 9748000000 | 0.65 | N/A | Yes | BEM | Hydrodynamics | (with | Morison | drag) | 0 | 0 | 0 | 151 | 12.99 | -5.833 | -12 | 1 | 0 | 0 | 0 | 0 | 76 | 81 | 82 | 76 | 76 | 1c | 0 | 76 | 2.10E+11 | 8.08E+10 | 7850 | 1 | 0.015 |  | 151 | 160 | 161 | 151 | 151 | 1c | 0 | 0 | 151 | 2.10E+11 | 8.08E+10 | 7850 | 1.3 | 0.02
| 152 | -12 | 12.99 | -0.486 | 0 |  | 76.2 | 82 | 1 | 15 | Floater | No | 0 | 4.642e-05 | 0 | 0 | 1182000000 | 1182000000 | 1875000000 | 1875000000 | 0 | 0 | 909900000 | 1.126e-05 | 9748000000 | 0.65 | N/A | Yes | BEM | Hydrodynamics | (with | Morison | drag) | 0 | 0 | 0 | 152 | 12.99 | -0.486 | -12 | 1 | 0 | 0 | 0 | 0 | [14 empty] | 152 | 161 | 162 | 152 | 152 | 1c | 0 | 0 | 152 | 2.10E+11 | 8.08E+10 | 7850 | 1.3 | 0.02
| 153 | -12 | 12.99 | 0 | 0 |  | 77.1 | 82 | 1 | 15 | Floater | No | 0 | 4.642e-05 | 0 | 0 | 1182000000 | 1182000000 | 1875000000 | 1875000000 | 0 | 0 | 909900000 | 1.126e-05 | 9748000000 | 0.65 | N/A | Yes | BEM | Hydrodynamics | (with | Morison | drag) | 0 | 0 | 0 | 153 | 12.99 | 0 | -12 | 1 | 0 | 0 | 0 | 0 | 77 | 82 | 83 | 77 | 77 | 1c | 0 | 77 | 2.10E+11 | 8.08E+10 | 7850 | 1 | 0.015 |  | 153 | 162 | 163 | 153 | 153 | 1c | 0 | 0 | 153 | 2.10E+11 | 8.08E+10 | 7850 | 1.3 | 0.02
| 154 | -12 | 12.99 | 0.486 | 0 |  | 77.2 | 83 | 1 | 15 | Floater | No | 0 | 4.642e-05 | 0 | 0 | 1182000000 | 1182000000 | 1875000000 | 1875000000 | 0 | 0 | 909900000 | 1.126e-05 | 9748000000 | 0.65 | N/A | Yes | BEM | Hydrodynamics | (with | Morison | drag) | 0 | 0 | 0 | 154 | 12.99 | 0.486 | -12 | 1 | 0 | 0 | 0 | 0 | [14 empty] | 154 | 163 | 164 | 154 | 154 | 1c | 0 | 0 | 154 | 2.10E+11 | 8.08E+10 | 7850 | 1.3 | 0.02
| 155 | -12 | 12.99 | 5.833 | 0 |  | 78.1 | 83 | 1 | 15 | Floater | No | 0 | 4.642e-05 | 0 | 0 | 1182000000 | 1182000000 | 1875000000 | 1875000000 | 0 | 0 | 909900000 | 1.126e-05 | 9748000000 | 0.65 | N/A | Yes | BEM | Hydrodynamics | (with | Morison | drag) | 0 | 0 | 0 | 155 | 12.99 | 5.833 | -12 | 1 | 0 | 0 | 0 | 0 | 78 | 83 | 84 | 78 | 78 | 1c | 0 | 78 | 2.10E+11 | 8.08E+10 | 7850 | 1 | 0.015 |  | 155 | 164 | 165 | 155 | 155 | 1c | 0 | 0 | 155 | 2.10E+11 | 8.08E+10 | 7850 | 1.3 | 0.02
| 156 | -12 | 12.99 | 9.722 | 0 |  | 78.2 | 84 | 1 | 15 | Floater | No | 0 | 4.642e-05 | 0 | 0 | 1182000000 | 1182000000 | 1875000000 | 1875000000 | 0 | 0 | 909900000 | 1.126e-05 | 9748000000 | 0.65 | N/A | Yes | BEM | Hydrodynamics | (with | Morison | drag) | 0 | 0 | 0 | 156 | 12.99 | 9.722 | -12 | 1 | 0 | 0 | 0 | 0 | [14 empty] | 156 | 165 | 166 | 156 | 156 | 1c | 0 | 0 | 156 | 2.10E+11 | 8.08E+10 | 7850 | 1.3 | 0.02
| 157 | -12 | 12.99 | 13.611 | 0 |  | 79.1 | 84 | 1 | 15 | Floater | No | 0 | 4.642e-05 | 0 | 0 | 1182000000 | 1182000000 | 1875000000 | 1875000000 | 0 | 0 | 909900000 | 1.126e-05 | 9748000000 | 0.65 | N/A | Yes | BEM | Hydrodynamics | (with | Morison | drag) | 0 | 0 | 0 | 157 | 12.99 | 13.611 | -12 | 1 | 0 | 0 | 0 | 0 | 79 | 84 | 85 | 79 | 79 | 1c | 0 | 79 | 2.10E+11 | 8.08E+10 | 7850 | 1 | 0.015 |  | 157 | 166 | 2 | 157 | 157 | 1c | 0 | 0 | 157 | 2.10E+11 | 8.08E+10 | 7850 | 1.3 | 0.02
| 158 | -12 | 12.99 | 16.4 | 0 |  | 79.2 | 85 | 1 | 15 | Floater | No | 0 | 4.642e-05 | 0 | 0 | 1182000000 | 1182000000 | 1875000000 | 1875000000 | 0 | 0 | 909900000 | 1.126e-05 | 9748000000 | 0.65 | N/A | Yes | BEM | Hydrodynamics | (with | Morison | drag) | 0 | 0 | 0 | 158 | 12.99 | 16.4 | -12 | 1 | 0 | 0 | 0 | 0 | [14 empty] | 158 | 2 | 167 | 158 | 158 | 1c | 0 | 0 | 158 | 2.10E+11 | 8.08E+10 | 7850 | 1.3 | 0.02
| 159 | -12 | 12.99 | 17.5 | 0 |  | 80.1 | 85 | 1 | 15 | Floater | No | 0 | 4.642e-05 | 0 | 0 | 1182000000 | 1182000000 | 1875000000 | 1875000000 | 0 | 0 | 909900000 | 1.126e-05 | 9748000000 | 0.65 | N/A | Yes | BEM | Hydrodynamics | (with | Morison | drag) | 0 | 0 | 0 | 159 | 12.99 | 17.5 | -12 | 1 | 0 | 0 | 0 | 0 | 80 | 85 | 86 | 80 | 80 | 1c | 0 | 80 | 2.10E+11 | 8.08E+10 | 7850 | 1 | 0.015 |  | 159 | 167 | 168 | 159 | 159 | 1c | 0 | 0 | 159 | 2.10E+11 | 8.08E+10 | 7850 | 1.3 | 0.02
| 160 | -12 | 10.49 | 18.17 | 0 |  | 80.2 | 86 | 1 | 15 | Floater | No | 0 | 4.642e-05 | 0 | 0 | 1182000000 | 1182000000 | 1875000000 | 1875000000 | 0 | 0 | 909900000 | 1.126e-05 | 9748000000 | 0.65 | N/A | Yes | BEM | Hydrodynamics | (with | Morison | drag) | 0 | 0 | 0 | 160 | 10.49 | 18.17 | -12 | 1 | 0 | 0 | 0 | 0 | [14 empty] | 160 | 168 | 169 | 160 | 160 | 1c | 0 | 0 | 160 | 2.10E+11 | 8.08E+10 | 7850 | 1.3 | 0.02
| 161 | -12 | 9.94 | 17.217 | 0 |  | 81.1 | 87 | 1 | 15 | Floater | No | 0 | 4.642e-05 | 0 | 0 | 1182000000 | 1182000000 | 1875000000 | 1875000000 | 0 | 0 | 909900000 | 1.126e-05 | 9748000000 | 0.65 | N/A | Yes | BEM | Hydrodynamics | (with | Morison | drag) | 0 | 0 | 0 | 161 | 9.94 | 17.217 | -12 | 1 | 0 | 0 | 0 | 0 | 81 | 87 | 88 | 81 | 81 | 1c | 0 | 81 | 2.10E+11 | 8.08E+10 | 7850 | 1 | 0.015 |  | 161 | 169 | 170 | 161 | 161 | 1c | 0 | 0 | 161 | 2.10E+11 | 8.08E+10 | 7850 | 1.3 | 0.02
| 162 | -12 | 8.149 | 14.115 | 0 |  | 81.2 | 88 | 1 | 15 | Floater | No | 0 | 4.642e-05 | 0 | 0 | 1182000000 | 1182000000 | 1875000000 | 1875000000 | 0 | 0 | 909900000 | 1.126e-05 | 9748000000 | 0.65 | N/A | Yes | BEM | Hydrodynamics | (with | Morison | drag) | 0 | 0 | 0 | 162 | 8.149 | 14.115 | -12 | 1 | 0 | 0 | 0 | 0 | [14 empty] | 162 | 170 | 171 | 162 | 162 | 1c | 0 | 0 | 162 | 2.10E+11 | 8.08E+10 | 7850 | 1.3 | 0.02
| 163 | -12 | 5.808 | 10.059 | 0 |  | 82.1 | 88 | 1 | 15 | Floater | No | 0 | 4.642e-05 | 0 | 0 | 1182000000 | 1182000000 | 1875000000 | 1875000000 | 0 | 0 | 909900000 | 1.126e-05 | 9748000000 | 0.65 | N/A | Yes | BEM | Hydrodynamics | (with | Morison | drag) | 0 | 0 | 0 | 163 | 5.808 | 10.059 | -12 | 1 | 0 | 0 | 0 | 0 | 82 | 88 | 89 | 82 | 82 | 1c | 0 | 82 | 2.10E+11 | 8.08E+10 | 7850 | 1 | 0.015 |  | 163 | 171 | 172 | 163 | 163 | 1c | 0 | 0 | 163 | 2.10E+11 | 8.08E+10 | 7850 | 1.3 | 0.02
| 164 | -12 | 3.466 | 6.004 | 0 |  | 82.2 | 89 | 1 | 15 | Floater | No | 0 | 4.642e-05 | 0 | 0 | 1182000000 | 1182000000 | 1875000000 | 1875000000 | 0 | 0 | 909900000 | 1.126e-05 | 9748000000 | 0.65 | N/A | Yes | BEM | Hydrodynamics | (with | Morison | drag) | 0 | 0 | 0 | 164 | 3.466 | 6.004 | -12 | 1 | 0 | 0 | 0 | 0 | [14 empty] | 164 | 172 | 173 | 164 | 164 | 1c | 0 | 0 | 164 | 2.10E+11 | 8.08E+10 | 7850 | 1.3 | 0.02
| 165 | -12 | 1.97 | 3.412 | 0 |  | 83.1 | 89 | 1 | 15 | Floater | No | 0 | 4.642e-05 | 0 | 0 | 1182000000 | 1182000000 | 1875000000 | 1875000000 | 0 | 0 | 909900000 | 1.126e-05 | 9748000000 | 0.65 | N/A | Yes | BEM | Hydrodynamics | (with | Morison | drag) | 0 | 0 | 0 | 165 | 1.97 | 3.412 | -12 | 1 | 0 | 0 | 0 | 0 | 83 | 89 | 90 | 83 | 83 | 1c | 0 | 83 | 2.10E+11 | 8.08E+10 | 7850 | 1 | 0.015 |  | 165 | 173 | 32 | 165 | 165 | 1c | 0 | 0 | 165 | 2.10E+11 | 8.08E+10 | 7850 | 1.3 | 0.02
| 166 | -12 | 1.25 | 2.17 | 0 |  | 83.2 | 90 | 1 | 15 | Floater | No | 0 | 4.642e-05 | 0 | 0 | 1182000000 | 1182000000 | 1875000000 | 1875000000 | 0 | 0 | 909900000 | 1.126e-05 | 9748000000 | 0.65 | N/A | Yes | BEM | Hydrodynamics | (with | Morison | drag) | 0 | 0 | 0 | 166 | 1.25 | 2.17 | -12 | 1 | 0 | 0 | 0 | 0 | [14 empty] | 166 | 2 | 174 | 166 | 166 | 1c | 0 | 0 | 166 | 2.10E+11 | 8.08E+10 | 7850 | 1.3 | 0.02
| 167 | -12 | -2.75 | 0 | 0 |  | 84.1 | 90 | 1 | 15 | Floater | No | 0 | 4.642e-05 | 0 | 0 | 1182000000 | 1182000000 | 1875000000 | 1875000000 | 0 | 0 | 909900000 | 1.126e-05 | 9748000000 | 0.65 | N/A | Yes | BEM | Hydrodynamics | (with | Morison | drag) | 0 | 0 | 0 | 167 | -2.75 | 0 | -12 | 1 | 0 | 0 | 0 | 0 | 84 | 90 | 91 | 84 | 84 | 1c | 0 | 84 | 2.10E+11 | 8.08E+10 | 7850 | 1 | 0.015 |  | 167 | 174 | 175 | 167 | 167 | 1c | 0 | 0 | 167 | 2.10E+11 | 8.08E+10 | 7850 | 1.3 | 0.02
| 168 | -12 | -3.94 | 0 | 0 |  | 84.2 | 91 | 1 | 15 | Floater | No | 0 | 4.642e-05 | 0 | 0 | 1182000000 | 1182000000 | 1875000000 | 1875000000 | 0 | 0 | 909900000 | 1.126e-05 | 9748000000 | 0.65 | N/A | Yes | BEM | Hydrodynamics | (with | Morison | drag) | 0 | 0 | 0 | 168 | -3.94 | 0 | -12 | 1 | 0 | 0 | 0 | 0 | [14 empty] | 168 | 175 | 176 | 168 | 168 | 1c | 0 | 0 | 168 | 2.10E+11 | 8.08E+10 | 7850 | 1.3 | 0.02
| 169 | -12 | -6.933 | 0 | 0 |  | 85.1 | 91 | 1 | 15 | Floater | No | 0 | 4.642e-05 | 0 | 0 | 1182000000 | 1182000000 | 1875000000 | 1875000000 | 0 | 0 | 909900000 | 1.126e-05 | 9748000000 | 0.65 | N/A | Yes | BEM | Hydrodynamics | (with | Morison | drag) | 0 | 0 | 0 | 169 | -6.933 | 0 | -12 | 1 | 0 | 0 | 0 | 0 | 85 | 91 | 92 | 85 | 85 | 1c | 0 | 85 | 2.10E+11 | 8.08E+10 | 7850 | 1 | 0.015 |  | 169 | 176 | 177 | 169 | 169 | 1c | 0 | 0 | 169 | 2.10E+11 | 8.08E+10 | 7850 | 1.3 | 0.02
| 170 | -12 | -11.615 | 0 | 0 |  | 85.2 | 92 | 1 | 15 | Floater | No | 0 | 4.642e-05 | 0 | 0 | 1182000000 | 1182000000 | 1875000000 | 1875000000 | 0 | 0 | 909900000 | 1.126e-05 | 9748000000 | 0.65 | N/A | Yes | BEM | Hydrodynamics | (with | Morison | drag) | 0 | 0 | 0 | 170 | -11.615 | 0 | -12 | 1 | 0 | 0 | 0 | 0 | [14 empty] | 170 | 177 | 178 | 170 | 170 | 1c | 0 | 0 | 170 | 2.10E+11 | 8.08E+10 | 7850 | 1.3 | 0.02
| 171 | -12 | -16.298 | 0 | 0 |  | 86.1 | 92 | 1 | 15 | Floater | No | 0 | 4.642e-05 | 0 | 0 | 1182000000 | 1182000000 | 1875000000 | 1875000000 | 0 | 0 | 909900000 | 1.126e-05 | 9748000000 | 0.65 | N/A | Yes | BEM | Hydrodynamics | (with | Morison | drag) | 0 | 0 | 0 | 171 | -16.298 | 0 | -12 | 1 | 0 | 0 | 0 | 0 | 86 | 92 | 93 | 86 | 86 | 1c | 0 | 86 | 2.10E+11 | 8.08E+10 | 7850 | 1 | 0.015 |  | 171 | 178 | 179 | 171 | 171 | 1c | 0 | 0 | 171 | 2.10E+11 | 8.08E+10 | 7850 | 1.3 | 0.02
| 172 | -12 | -19.881 | 0 | 0 |  | 86.2 | 93 | 1 | 15 | Floater | No | 0 | 4.642e-05 | 0 | 0 | 1182000000 | 1182000000 | 1875000000 | 1875000000 | 0 | 0 | 909900000 | 1.126e-05 | 9748000000 | 0.65 | N/A | Yes | BEM | Hydrodynamics | (with | Morison | drag) | 0 | 0 | 0 | 172 | -19.881 | 0 | -12 | 1 | 0 | 0 | 0 | 0 | [14 empty] | 172 | 179 | 180 | 172 | 172 | 1c | 0 | 0 | 172 | 2.10E+11 | 8.08E+10 | 7850 | 1.3 | 0.02
| 173 | -12 | -20.981 | 0 | 0 |  | 87.1 | 93 | 1 | 15 | Floater | No | 0 | 4.642e-05 | 0 | 0 | 1182000000 | 1182000000 | 1875000000 | 1875000000 | 0 | 0 | 909900000 | 1.126e-05 | 9748000000 | 0.65 | N/A | Yes | BEM | Hydrodynamics | (with | Morison | drag) | 0 | 0 | 0 | 173 | -20.981 | 0 | -12 | 1 | 0 | 0 | 0 | 0 | 87 | 93 | 94 | 87 | 87 | 1c | 0 | 87 | 2.10E+11 | 8.08E+10 | 7850 | 1 | 0.015 |  | 173 | 180 | 47 | 173 | 173 | 1c | 0 | 0 | 173 | 2.10E+11 | 8.08E+10 | 7850 | 1.3 | 0.02
| 174 | -12 | 1.25 | -2.17 | 0 |  | 87.2 | 94 | 1 | 15 | Floater | No | 0 | 4.642e-05 | 0 | 0 | 1182000000 | 1182000000 | 1875000000 | 1875000000 | 0 | 0 | 909900000 | 1.126e-05 | 9748000000 | 0.65 | N/A | Yes | BEM | Hydrodynamics | (with | Morison | drag) | 0 | 0 | 0 | 174 | 1.25 | -2.17 | -12 | 1 | 0 | 0 | 0 | 0 | [14 empty] | 174 | 32 | 134 | 174 | 174 | 1c | 0 | 0 | 174 | 2.10E+11 | 8.08E+10 | 7850 | 1 | 0.02
| 175 | -12 | 1.97 | -3.412 | 0 |  | 88.1 | 94 | 1 | 15 | Floater | No | 0 | 4.642e-05 | 0 | 0 | 1182000000 | 1182000000 | 1875000000 | 1875000000 | 0 | 0 | 909900000 | 1.126e-05 | 9748000000 | 0.65 | N/A | Yes | BEM | Hydrodynamics | (with | Morison | drag) | 0 | 0 | 0 | 175 | 1.97 | -3.412 | -12 | 1 | 0 | 0 | 0 | 0 | 88 | 94 | 95 | 88 | 88 | 1c | 0 | 88 | 2.10E+11 | 8.08E+10 | 7850 | 1 | 0.015 |  | 175 | 134 | 135 | 175 | 175 | 1c | 0 | 0 | 175 | 2.10E+11 | 8.08E+10 | 7850 | 1 | 0.02
| 176 | -12 | 3.466 | -6.004 | 0 |  | 88.2 | 95 | 1 | 15 | Floater | No | 0 | 4.642e-05 | 0 | 0 | 1182000000 | 1182000000 | 1875000000 | 1875000000 | 0 | 0 | 909900000 | 1.126e-05 | 9748000000 | 0.65 | N/A | Yes | BEM | Hydrodynamics | (with | Morison | drag) | 0 | 0 | 0 | 176 | 3.466 | -6.004 | -12 | 1 | 0 | 0 | 0 | 0 | [14 empty] | 176 | 135 | 136 | 176 | 176 | 1c | 0 | 0 | 176 | 2.10E+11 | 8.08E+10 | 7850 | 1 | 0.02
| 177 | -12 | 5.808 | -10.059 | 0 |  | 89.1 | 95 | 1 | 15 | Floater | No | 0 | 4.642e-05 | 0 | 0 | 1182000000 | 1182000000 | 1875000000 | 1875000000 | 0 | 0 | 909900000 | 1.126e-05 | 9748000000 | 0.65 | N/A | Yes | BEM | Hydrodynamics | (with | Morison | drag) | 0 | 0 | 0 | 177 | 5.808 | -10.059 | -12 | 1 | 0 | 0 | 0 | 0 | 89 | 95 | 96 | 89 | 89 | 1c | 0 | 89 | 2.10E+11 | 8.08E+10 | 7850 | 1 | 0.015 |  | 177 | 136 | 137 | 177 | 177 | 1c | 0 | 0 | 177 | 2.10E+11 | 8.08E+10 | 7850 | 1 | 0.02
| 178 | -12 | 8.149 | -14.115 | 0 |  | 89.2 | 96 | 1 | 15 | Floater | No | 0 | 4.642e-05 | 0 | 0 | 1182000000 | 1182000000 | 1875000000 | 1875000000 | 0 | 0 | 909900000 | 1.126e-05 | 9748000000 | 0.65 | N/A | Yes | BEM | Hydrodynamics | (with | Morison | drag) | 0 | 0 | 0 | 178 | 8.149 | -14.115 | -12 | 1 | 0 | 0 | 0 | 0 | [14 empty] | 178 | 137 | 138 | 178 | 178 | 1c | 0 | 0 | 178 | 2.10E+11 | 8.08E+10 | 7850 | 1 | 0.02
| 179 | -12 | 9.94 | -17.217 | 0 |  | 90.1 | 96 | 1 | 15 | Floater | No | 0 | 4.642e-05 | 0 | 0 | 1182000000 | 1182000000 | 1875000000 | 1875000000 | 0 | 0 | 909900000 | 1.126e-05 | 9748000000 | 0.65 | N/A | Yes | BEM | Hydrodynamics | (with | Morison | drag) | 0 | 0 | 0 | 179 | 9.94 | -17.217 | -12 | 1 | 0 | 0 | 0 | 0 | 90 | 96 | 97 | 90 | 90 | 1c | 0 | 90 | 2.10E+11 | 8.08E+10 | 7850 | 1 | 0.015 |  | 179 | 138 | 139 | 179 | 179 | 1c | 0 | 0 | 179 | 2.10E+11 | 8.08E+10 | 7850 | 1 | 0.02
| 180 | -12 | 10.49 | -18.17 | 0 |  | 90.2 | 97 | 1 | 15 | Floater | No | 0 | 4.642e-05 | 0 | 0 | 1182000000 | 1182000000 | 1875000000 | 1875000000 | 0 | 0 | 909900000 | 1.126e-05 | 9748000000 | 0.65 | N/A | Yes | BEM | Hydrodynamics | (with | Morison | drag) | 0 | 0 | 0 | 180 | 10.49 | -18.17 | -12 | 1 | 0 | 0 | 0 | 0 | [14 empty] | 180 | 133 | 140 | 180 | 180 | 1c | 0 | 0 | 180 | 2.10E+11 | 8.08E+10 | 7850 | 1 | 0.02
| 181 | 1.833 | 4.6267 | 8.0137 | 0 |  | 91.1 | 97 | 1 | 15 | Floater | No | 0 | 4.642e-05 | 0 | 0 | 1182000000 | 1182000000 | 1875000000 | 1875000000 | 0 | 0 | 909900000 | 1.126e-05 | 9748000000 | 0.65 | N/A | Yes | BEM | Hydrodynamics | (with | Morison | drag) | 0 | 0 | 0 | 181 | 4.6267 | 8.0137 | 1.833 | 1 | 0 | 0 | 0 | 0 | 91 | 97 | 98 | 91 | 91 | 1c | 0 | 91 | 2.10E+11 | 8.08E+10 | 7850 | 1 | 0.015 |  | 181 | 140 | 141 | 181 | 181 | 1c | 0 | 0 | 181 | 2.10E+11 | 8.08E+10 | 7850 | 1 | 0.02
| 182 | -4.8333 | 7.2833 | 12.6153 | 0 |  | 91.2 | 98 | 1 | 15 | Floater | No | 0 | 4.642e-05 | 0 | 0 | 1182000000 | 1182000000 | 1875000000 | 1875000000 | 0 | 0 | 909900000 | 1.126e-05 | 9748000000 | 0.65 | N/A | Yes | BEM | Hydrodynamics | (with | Morison | drag) | 0 | 0 | 0 | 182 | 7.2833 | 12.6153 | -4.8333 | 1 | 0 | 0 | 0 | 0 | [14 empty] | 182 | 141 | 142 | 182 | 182 | 1c | 0 | 0 | 182 | 2.10E+11 | 8.08E+10 | 7850 | 1 | 0.02
| 183 | 1.833 | -9.2537 | 0 | 0 |  | 92.1 | 98 | 1 | 15 | Floater | No | 0 | 4.642e-05 | 0 | 0 | 1182000000 | 1182000000 | 1875000000 | 1875000000 | 0 | 0 | 909900000 | 1.126e-05 | 9748000000 | 0.65 | N/A | Yes | BEM | Hydrodynamics | (with | Morison | drag) | 0 | 0 | 0 | 183 | -9.2537 | 0 | 1.833 | 1 | 0 | 0 | 0 | 0 | 92 | 98 | 99 | 92 | 92 | 1c | 0 | 92 | 2.10E+11 | 8.08E+10 | 7850 | 1 | 0.015 |  | 183 | 142 | 143 | 183 | 183 | 1c | 0 | 0 | 183 | 2.10E+11 | 8.08E+10 | 7850 | 1 | 0.02
| 184 | -4.8333 | -14.5673 | 0 | 0 |  | 92.2 | 99 | 1 | 15 | Floater | No | 0 | 4.642e-05 | 0 | 0 | 1182000000 | 1182000000 | 1875000000 | 1875000000 | 0 | 0 | 909900000 | 1.126e-05 | 9748000000 | 0.65 | N/A | Yes | BEM | Hydrodynamics | (with | Morison | drag) | 0 | 0 | 0 | 184 | -14.5673 | 0 | -4.8333 | 1 | 0 | 0 | 0 | 0 | [14 empty] | 184 | 143 | 144 | 184 | 184 | 1c | 0 | 0 | 184 | 2.10E+11 | 8.08E+10 | 7850 | 1 | 0.02
| 185 | 1.833 | 4.6267 | -8.0137 | 0 |  | 93.1 | 100 | 1.3 | 20 | Floater | No | 0 | 8.042e-05 | 0 | 0 | 3460000000 | 3460000000 | 3249000000 | 3249000000 | 0 | 0 | 2662000000 | 3.295e-05 | 16890000000 | 0.65 | N/A | Yes | BEM | Hydrodynamics | (with | Morison | drag) | 0 | 0 | 0 | 185 | 4.6267 | -8.0137 | 1.833 | 1 | 0 | 0 | 0 | 0 | 93 | 100 | 101 | 93 | 93 | 1c | 0 | 93 | 2.10E+11 | 8.08E+10 | 7850 | 1.3 | 0.02 |  | 185 | 144 | 145 | 185 | 185 | 1c | 0 | 0 | 185 | 2.10E+11 | 8.08E+10 | 7850 | 1 | 0.02
| 186 | -4.833 | 7.2833 | -12.6153 | 0 |  | 93.2 | 101 | 1.3 | 20 | Floater | No | 0 | 8.042e-05 | 0 | 0 | 3460000000 | 3460000000 | 3249000000 | 3249000000 | 0 | 0 | 2662000000 | 3.295e-05 | 16890000000 | 0.65 | N/A | Yes | BEM | Hydrodynamics | (with | Morison | drag) | 0 | 0 | 0 | 186 | 7.2833 | -12.6153 | -4.833 | 1 | 0 | 0 | 0 | 0 | [14 empty] | 186 | 145 | 146 | 186 | 186 | 1c | 0 | 0 | 186 | 2.10E+11 | 8.08E+10 | 7850 | 1 | 0.02
| 187 | 2.2 | 2.7113 | 16.5653 | 0 |  | 94.1 | 101 | 1.3 | 20 | Floater | No | 0 | 8.042e-05 | 0 | 0 | 3460000000 | 3460000000 | 3249000000 | 3249000000 | 0 | 0 | 2662000000 | 3.295e-05 | 16890000000 | 0.65 | N/A | Yes | BEM | Hydrodynamics | (with | Morison | drag) | 0 | 0 | 0 | 187 | 2.7113 | 16.5653 | 2.2 | 1 | 0 | 0 | 0 | 0 | 94 | 101 | 102 | 94 | 94 | 1c | 0 | 94 | 2.10E+11 | 8.08E+10 | 7850 | 1.3 | 0.02 |  | 187 | 146 | 47 | 187 | 187 | 1c | 0 | 0 | 187 | 2.10E+11 | 8.08E+10 | 7850 | 1 | 0.02
| 188 | -4.9 | -1.6813 | 14.0292 | 0 |  | 94.2 | 102 | 1.3 | 20 | Floater | No | 0 | 8.042e-05 | 0 | 0 | 3460000000 | 3460000000 | 3249000000 | 3249000000 | 0 | 0 | 2662000000 | 3.295e-05 | 16890000000 | 0.65 | N/A | Yes | BEM | Hydrodynamics | (with | Morison | drag) | 0 | 0 | 0 | 188 | -1.6813 | 14.0292 | -4.9 | 1 | 0 | 0 | 0 | 0 | [14 empty] | 188 | 36 | 223 | 188 | 188 | 1c | 0 | 0 | 188 | 2.10E+11 | 8.08E+10 | 7850 | 0.1 | 0.001
| 189 | 2.2 | -15.7015 | 5.9347 | 0 |  | 95.1 | 102 | 1.3 | 20 | Floater | No | 0 | 8.042e-05 | 0 | 0 | 3460000000 | 3460000000 | 3249000000 | 3249000000 | 0 | 0 | 2662000000 | 3.295e-05 | 16890000000 | 0.65 | N/A | Yes | BEM | Hydrodynamics | (with | Morison | drag) | 0 | 0 | 0 | 189 | -15.7015 | 5.9347 | 2.2 | 1 | 0 | 0 | 0 | 0 | 95 | 102 | 103 | 95 | 95 | 1c | 0 | 95 | 2.10E+11 | 8.08E+10 | 7850 | 1.3 | 0.02 |  | 189 | 36 | 224 | 189 | 189 | 1c | 0 | 0 | 189 | 2.10E+11 | 8.08E+10 | 7850 | 0.1 | 0.001
| 190 | -4.9 | -11.3088 | 8.4708 | 0 |  | 95.2 | 103 | 1.3 | 20 | Floater | No | 0 | 8.042e-05 | 0 | 0 | 3460000000 | 3460000000 | 3249000000 | 3249000000 | 0 | 0 | 2662000000 | 3.295e-05 | 16890000000 | 0.65 | N/A | Yes | BEM | Hydrodynamics | (with | Morison | drag) | 0 | 0 | 0 | 190 | -11.3088 | 8.4708 | -4.9 | 1 | 0 | 0 | 0 | 0 | [14 empty] | 190 | 21 | 225 | 190 | 190 | 1c | 0 | 0 | 190 | 2.10E+11 | 8.08E+10 | 7850 | 0.1 | 0.001
| 191 | 2.2 | -15.7015 | -5.9347 | 0 |  | 96.1 | 103 | 1.3 | 20 | Floater | No | 0 | 8.042e-05 | 0 | 0 | 3460000000 | 3460000000 | 3249000000 | 3249000000 | 0 | 0 | 2662000000 | 3.295e-05 | 16890000000 | 0.65 | N/A | Yes | BEM | Hydrodynamics | (with | Morison | drag) | 0 | 0 | 0 | 191 | -15.7015 | -5.9347 | 2.2 | 1 | 0 | 0 | 0 | 0 | 96 | 103 | 104 | 96 | 96 | 1c | 0 | 96 | 2.10E+11 | 8.08E+10 | 7850 | 1.3 | 0.02 |  | 191 | 21 | 226 | 191 | 191 | 1c | 0 | 0 | 191 | 2.10E+11 | 8.08E+10 | 7850 | 0.1 | 0.001
| 192 | -4.9 | -11.3088 | -8.4708 | 0 |  | 96.2 | 104 | 1.3 | 20 | Floater | No | 0 | 8.042e-05 | 0 | 0 | 3460000000 | 3460000000 | 3249000000 | 3249000000 | 0 | 0 | 2662000000 | 3.295e-05 | 16890000000 | 0.65 | N/A | Yes | BEM | Hydrodynamics | (with | Morison | drag) | 0 | 0 | 0 | 192 | -11.3088 | -8.4708 | -4.9 | 1 | 0 | 0 | 0 | 0 | [14 empty] | 192 | 51 | 227 | 192 | 192 | 1c | 0 | 0 | 192 | 2.10E+11 | 8.08E+10 | 7850 | 0.1 | 0.001
| 193 | 2.2 | 2.7113 | -16.5653 | 0 |  | 97.1 | 104 | 1.3 | 20 | Floater | No | 0 | 8.042e-05 | 0 | 0 | 3460000000 | 3460000000 | 3249000000 | 3249000000 | 0 | 0 | 2662000000 | 3.295e-05 | 16890000000 | 0.65 | N/A | Yes | BEM | Hydrodynamics | (with | Morison | drag) | 0 | 0 | 0 | 193 | 2.7113 | -16.5653 | 2.2 | 1 | 0 | 0 | 0 | 0 | 97 | 104 | 105 | 97 | 97 | 1c | 0 | 97 | 2.10E+11 | 8.08E+10 | 7850 | 1.3 | 0.02 |  | 193 | 51 | 228 | 193 | 193 | 1c | 0 | 0 | 193 | 2.10E+11 | 8.08E+10 | 7850 | 0.1 | 0.001
| 194 | -4.9 | -1.6813 | -14.0292 | 0 |  | 97.2 | 105 | 1.3 | 20 | Floater | No | 0 | 8.042e-05 | 0 | 0 | 3460000000 | 3460000000 | 3249000000 | 3249000000 | 0 | 0 | 2662000000 | 3.295e-05 | 16890000000 | 0.65 | N/A | Yes | BEM | Hydrodynamics | (with | Morison | drag) | 0 | 0 | 0 | 194 | -1.6813 | -14.0292 | -4.9 | 1 | 0 | 0 | 0 | 0 | [14 empty] | 194 | 15 | 229 | 194 | 194 | 1c | 0 | 0 | 194 | 2.10E+11 | 8.08E+10 | 7850 | 5 | 0.035
| 195 | 2.2 | 12.99 | -10.6305 | 0 |  | 98.1 | 105 | 1.3 | 20 | Floater | No | 0 | 8.042e-05 | 0 | 0 | 3460000000 | 3460000000 | 3249000000 | 3249000000 | 0 | 0 | 2662000000 | 3.295e-05 | 16890000000 | 0.65 | N/A | Yes | BEM | Hydrodynamics | (with | Morison | drag) | 0 | 0 | 0 | 195 | 12.99 | -10.6305 | 2.2 | 1 | 0 | 0 | 0 | 0 | 98 | 105 | 106 | 98 | 98 | 1c | 0 | 98 | 2.10E+11 | 8.08E+10 | 7850 | 1.3 | 0.02 | 1 | 195 | 229 | 230 | 195 | 195 | 1c | 0 | 0 | 195 | 2.10E+11 | 8.08E+10 | 7850 | 5 | 0.036
| 196 | -4.9 | 12.99 | -5.5583 | 0 |  | 98.2 | 106 | 1.3 | 20 | Floater | No | 0 | 8.042e-05 | 0 | 0 | 3460000000 | 3460000000 | 3249000000 | 3249000000 | 0 | 0 | 2662000000 | 3.295e-05 | 16890000000 | 0.65 | N/A | Yes | BEM | Hydrodynamics | (with | Morison | drag) | 0 | 0 | 0 | 196 | 12.99 | -5.5583 | -4.9 | 1 | 0 | 0 | 0 | 0 | [13 empty] | 2 | 196 | 230 | 231 | 196 | 196 | 1c | 0 | 0 | 196 | 2.10E+11 | 8.08E+10 | 7850 | 5 | 0.035
| 197 | 2.2 | 12.99 | 10.6305 | 0 |  | 99.1 | 107 | 1.3 | 20 | Floater | No | 0 | 8.042e-05 | 0 | 0 | 3460000000 | 3460000000 | 3249000000 | 3249000000 | 0 | 0 | 2662000000 | 3.295e-05 | 16890000000 | 0.65 | N/A | Yes | BEM | Hydrodynamics | (with | Morison | drag) | 0 | 0 | 0 | 197 | 12.99 | 10.6305 | 2.2 | 1 | 0 | 0 | 0 | 0 | 99 | 107 | 108 | 99 | 99 | 1c | 0 | 99 | 2.10E+11 | 8.08E+10 | 7850 | 1.3 | 0.02 | 3 | 197 | 231 | 232 | 197 | 197 | 1c | 0 | 0 | 197 | 2.10E+11 | 8.08E+10 | 7850 | 5 | 0.034
| 198 | -4.9 | 12.99 | 5.5583 | 0 |  | 99.2 | 108 | 1.3 | 20 | Floater | No | 0 | 8.042e-05 | 0 | 0 | 3460000000 | 3460000000 | 3249000000 | 3249000000 | 0 | 0 | 2662000000 | 3.295e-05 | 16890000000 | 0.65 | N/A | Yes | BEM | Hydrodynamics | (with | Morison | drag) | 0 | 0 | 0 | 198 | 12.99 | 5.5583 | -4.9 | 1 | 0 | 0 | 0 | 0 | [13 empty] | 4 | 198 | 232 | 233 | 198 | 198 | 1c | 0 | 0 | 198 | 2.10E+11 | 8.08E+10 | 7850 | 5 | 0.034
| 199 | 5.04 | 7.708 | 19.45 | 0 |  | 100.1 | 108 | 1.3 | 20 | Floater | No | 0 | 8.042e-05 | 0 | 0 | 3460000000 | 3460000000 | 3249000000 | 3249000000 | 0 | 0 | 2662000000 | 3.295e-05 | 16890000000 | 0.65 | N/A | Yes | BEM | Hydrodynamics | (with | Morison | drag) | 0 | 0 | 0 | 199 | 7.708 | 19.45 | 5.04 | 1 | 0 | 0 | 0 | 0 | 100 | 108 | 109 | 100 | 100 | 1c | 0 | 100 | 2.10E+11 | 8.08E+10 | 7850 | 1.3 | 0.02 | 5 | 199 | 233 | 234 | 199 | 199 | 1c | 0 | 0 | 199 | 2.10E+11 | 8.08E+10 | 7850 | 5 | 0.034
| 200 | -3.48 | 7.708 | 19.45 | 0 |  | 100.2 | 109 | 1.3 | 20 | Floater | No | 0 | 8.042e-05 | 0 | 0 | 3460000000 | 3460000000 | 3249000000 | 3249000000 | 0 | 0 | 2662000000 | 3.295e-05 | 16890000000 | 0.65 | N/A | Yes | BEM | Hydrodynamics | (with | Morison | drag) | 0 | 0 | 0 | 200 | 7.708 | 19.45 | -3.48 | 1 | 0 | 0 | 0 | 0 | [13 empty] | 6 | 200 | 234 | 235 | 200 | 200 | 1c | 0 | 0 | 200 | 2.10E+11 | 8.08E+10 | 7850 | 5 | 0.033
| 201 | 5.04 | -6.485 | 11.25 | 0 |  | 101.1 | 109 | 1.3 | 20 | Floater | No | 0 | 8.042e-05 | 0 | 0 | 3460000000 | 3460000000 | 3249000000 | 3249000000 | 0 | 0 | 2662000000 | 3.295e-05 | 16890000000 | 0.65 | N/A | Yes | BEM | Hydrodynamics | (with | Morison | drag) | 0 | 0 | 0 | 201 | -6.485 | 11.25 | 5.04 | 1 | 0 | 0 | 0 | 0 | 101 | 109 | 110 | 101 | 101 | 1c | 0 | 101 | 2.10E+11 | 8.08E+10 | 7850 | 1.3 | 0.02 | 7 | 201 | 235 | 236 | 201 | 201 | 1c | 0 | 0 | 201 | 2.10E+11 | 8.08E+10 | 7850 | 5 | 0.032
| 202 | -3.48 | -6.485 | 11.25 | 0 |  | 101.2 | 110 | 1.3 | 20 | Floater | No | 0 | 8.042e-05 | 0 | 0 | 3460000000 | 3460000000 | 3249000000 | 3249000000 | 0 | 0 | 2662000000 | 3.295e-05 | 16890000000 | 0.65 | N/A | Yes | BEM | Hydrodynamics | (with | Morison | drag) | 0 | 0 | 0 | 202 | -6.485 | 11.25 | -3.48 | 1 | 0 | 0 | 0 | 0 | [13 empty] | 8 | 202 | 236 | 237 | 202 | 202 | 1c | 0 | 0 | 202 | 2.10E+11 | 8.08E+10 | 7850 | 5 | 0.031
| 203 | 5.04 | -20.698 | 3.05 | 0 |  | 102.1 | 110 | 1.3 | 20 | Floater | No | 0 | 8.042e-05 | 0 | 0 | 3460000000 | 3460000000 | 3249000000 | 3249000000 | 0 | 0 | 2662000000 | 3.295e-05 | 16890000000 | 0.65 | N/A | Yes | BEM | Hydrodynamics | (with | Morison | drag) | 0 | 0 | 0 | 203 | -20.698 | 3.05 | 5.04 | 1 | 0 | 0 | 0 | 0 | 102 | 110 | 111 | 102 | 102 | 1c | 0 | 102 | 2.10E+11 | 8.08E+10 | 7850 | 1.3 | 0.02 | 9 | 203 | 237 | 238 | 203 | 203 | 1c | 0 | 0 | 203 | 2.10E+11 | 8.08E+10 | 7850 | 5 | 0.031
| 204 | -3.48 | -20.698 | 3.05 | 0 |  | 102.2 | 111 | 1.3 | 20 | Floater | No | 0 | 8.042e-05 | 0 | 0 | 3460000000 | 3460000000 | 3249000000 | 3249000000 | 0 | 0 | 2662000000 | 3.295e-05 | 16890000000 | 0.65 | N/A | Yes | BEM | Hydrodynamics | (with | Morison | drag) | 0 | 0 | 0 | 204 | -20.698 | 3.05 | -3.48 | 1 | 0 | 0 | 0 | 0 | [13 empty] | 10 | 204 | 238 | 239 | 204 | 204 | 1c | 0 | 0 | 204 | 2.10E+11 | 8.08E+10 | 7850 | 5 | 0.03
| 205 | 5.04 | -20.698 | -3.05 | 0 |  | 103.1 | 111 | 1.3 | 20 | Floater | No | 0 | 8.042e-05 | 0 | 0 | 3460000000 | 3460000000 | 3249000000 | 3249000000 | 0 | 0 | 2662000000 | 3.295e-05 | 16890000000 | 0.65 | N/A | Yes | BEM | Hydrodynamics | (with | Morison | drag) | 0 | 0 | 0 | 205 | -20.698 | -3.05 | 5.04 | 1 | 0 | 0 | 0 | 0 | 103 | 111 | 112 | 103 | 103 | 1c | 0 | 103 | 2.10E+11 | 8.08E+10 | 7850 | 1.3 | 0.02 | 11 | 205 | 239 | 240 | 205 | 205 | 1c | 0 | 0 | 205 | 2.10E+11 | 8.08E+10 | 7850 | 5 | 0.029
| 206 | -3.48 | -20.698 | -3.05 | 0 |  | 103.2 | 112 | 1.3 | 20 | Floater | No | 0 | 8.042e-05 | 0 | 0 | 3460000000 | 3460000000 | 3249000000 | 3249000000 | 0 | 0 | 2662000000 | 3.295e-05 | 16890000000 | 0.65 | N/A | Yes | BEM | Hydrodynamics | (with | Morison | drag) | 0 | 0 | 0 | 206 | -20.698 | -3.05 | -3.48 | 1 | 0 | 0 | 0 | 0 | [13 empty] | 12 | 206 | 240 | 241 | 206 | 206 | 1c | 0 | 0 | 206 | 2.10E+11 | 8.08E+10 | 7850 | 5 | 0.029
| 207 | 5.04 | -6.495 | -11.25 | 0 |  | 104.1 | 112 | 1.3 | 20 | Floater | No | 0 | 8.042e-05 | 0 | 0 | 3460000000 | 3460000000 | 3249000000 | 3249000000 | 0 | 0 | 2662000000 | 3.295e-05 | 16890000000 | 0.65 | N/A | Yes | BEM | Hydrodynamics | (with | Morison | drag) | 0 | 0 | 0 | 207 | -6.495 | -11.25 | 5.04 | 1 | 0 | 0 | 0 | 0 | 104 | 112 | 113 | 104 | 104 | 1c | 0 | 104 | 2.10E+11 | 8.08E+10 | 7850 | 1.3 | 0.02 | 13 | 207 | 241 | 242 | 207 | 207 | 1c | 0 | 0 | 207 | 2.10E+11 | 8.08E+10 | 7850 | 5 | 0.028
| 208 | -3.48 | -6.495 | -11.25 | 0 |  | 104.2 | 113 | 1.3 | 20 | Floater | No | 0 | 8.042e-05 | 0 | 0 | 3460000000 | 3460000000 | 3249000000 | 3249000000 | 0 | 0 | 2662000000 | 3.295e-05 | 16890000000 | 0.65 | N/A | Yes | BEM | Hydrodynamics | (with | Morison | drag) | 0 | 0 | 0 | 208 | -6.495 | -11.25 | -3.48 | 1 | 0 | 0 | 0 | 0 | [13 empty] | 14 | 208 | 242 | 243 | 208 | 208 | 1c | 0 | 0 | 208 | 2.10E+11 | 8.08E+10 | 7850 | 5 | 0.028
| 209 | 5.04 | 7.708 | -19.45 | 0 |  | 105.1 | 114 | 1.3 | 20 | Floater | No | 0 | 8.042e-05 | 0 | 0 | 3460000000 | 3460000000 | 3249000000 | 3249000000 | 0 | 0 | 2662000000 | 3.295e-05 | 16890000000 | 0.65 | N/A | Yes | BEM | Hydrodynamics | (with | Morison | drag) | 0 | 0 | 0 | 209 | 7.708 | -19.45 | 5.04 | 1 | 0 | 0 | 0 | 0 | 105 | 114 | 115 | 105 | 105 | 1c | 0 | 105 | 2.10E+11 | 8.08E+10 | 7850 | 1.3 | 0.02 | 15 | 209 | 243 | 244 | 209 | 209 | 1c | 0 | 0 | 209 | 2.10E+11 | 8.08E+10 | 7850 | 5 | 0.027
| 210 | -3.48 | 7.708 | -19.45 | 0 |  | 105.2 | 115 | 1.3 | 20 | Floater | No | 0 | 8.042e-05 | 0 | 0 | 3460000000 | 3460000000 | 3249000000 | 3249000000 | 0 | 0 | 2662000000 | 3.295e-05 | 16890000000 | 0.65 | N/A | Yes | BEM | Hydrodynamics | (with | Morison | drag) | 0 | 0 | 0 | 210 | 7.708 | -19.45 | -3.48 | 1 | 0 | 0 | 0 | 0 | [13 empty] | 16 | 210 | 244 | 245 | 210 | 210 | 1c | 0 | 0 | 210 | 2.10E+11 | 8.08E+10 | 7850 | 5 | 0.026
| 211 | 5.04 | 12.99 | -16.44 | 0 |  | 106.1 | 115 | 1.3 | 20 | Floater | No | 0 | 8.042e-05 | 0 | 0 | 3460000000 | 3460000000 | 3249000000 | 3249000000 | 0 | 0 | 2662000000 | 3.295e-05 | 16890000000 | 0.65 | N/A | Yes | BEM | Hydrodynamics | (with | Morison | drag) | 0 | 0 | 0 | 211 | 12.99 | -16.44 | 5.04 | 1 | 0 | 0 | 0 | 0 | 106 | 115 | 116 | 106 | 106 | 1c | 0 | 106 | 2.10E+11 | 8.08E+10 | 7850 | 1.3 | 0.02 | 17 | 211 | 245 | 246 | 211 | 211 | 1c | 0 | 0 | 211 | 2.10E+11 | 8.08E+10 | 7850 | 5 | 0.026
| 212 | -3.48 | 12.99 | -16.44 | 0 |  | 106.2 | 116 | 1.3 | 20 | Floater | No | 0 | 8.042e-05 | 0 | 0 | 3460000000 | 3460000000 | 3249000000 | 3249000000 | 0 | 0 | 2662000000 | 3.295e-05 | 16890000000 | 0.65 | N/A | Yes | BEM | Hydrodynamics | (with | Morison | drag) | 0 | 0 | 0 | 212 | 12.99 | -16.44 | -3.48 | 1 | 0 | 0 | 0 | 0 | [13 empty] | 18 | 212 | 246 | 247 | 212 | 212 | 1c | 0 | 0 | 212 | 2.10E+11 | 8.08E+10 | 7850 | 5 | 0.025
| 213 | 5.04 | 12.99 | 0 | 0 |  | 107.1 | 116 | 1.3 | 20 | Floater | No | 0 | 8.042e-05 | 0 | 0 | 3460000000 | 3460000000 | 3249000000 | 3249000000 | 0 | 0 | 2662000000 | 3.295e-05 | 16890000000 | 0.65 | N/A | Yes | BEM | Hydrodynamics | (with | Morison | drag) | 0 | 0 | 0 | 213 | 12.99 | 0 | 5.04 | 1 | 0 | 0 | 0 | 0 | 107 | 116 | 117 | 107 | 107 | 1c | 0 | 107 | 2.10E+11 | 8.08E+10 | 7850 | 1.3 | 0.02 | 19 | 213 | 247 | 248 | 213 | 213 | 1c | 0 | 0 | 213 | 2.10E+11 | 8.08E+10 | 7850 | 5 | 0.024
| 214 | -3.48 | 12.99 | 0 | 0 |  | 107.2 | 117 | 1.3 | 20 | Floater | No | 0 | 8.042e-05 | 0 | 0 | 3460000000 | 3460000000 | 3249000000 | 3249000000 | 0 | 0 | 2662000000 | 3.295e-05 | 16890000000 | 0.65 | N/A | Yes | BEM | Hydrodynamics | (with | Morison | drag) | 0 | 0 | 0 | 214 | 12.99 | 0 | -3.48 | 1 | 0 | 0 | 0 | 0 | [13 empty] | 20 | 214 | 248 | 249 | 214 | 214 | 1c | 0 | 0 | 214 | 2.10E+11 | 8.08E+10 | 7850 | 5 | 0.023
| 215 | 5.04 | 12.99 | 16.4 | 0 |  | 108.1 | 117 | 1.3 | 20 | Floater | No | 0 | 8.042e-05 | 0 | 0 | 3460000000 | 3460000000 | 3249000000 | 3249000000 | 0 | 0 | 2662000000 | 3.295e-05 | 16890000000 | 0.65 | N/A | Yes | BEM | Hydrodynamics | (with | Morison | drag) | 0 | 0 | 0 | 215 | 12.99 | 16.4 | 5.04 | 1 | 0 | 0 | 0 | 0 | 108 | 117 | 118 | 108 | 108 | 1c | 0 | 108 | 2.10E+11 | 8.08E+10 | 7850 | 1.3 | 0.02 | 21 | 215 | 249 | 250 | 215 | 215 | 1c | 0 | 0 | 215 | 2.10E+11 | 8.08E+10 | 7850 | 5 | 0.022
| 216 | -3.48 | 12.99 | 16.4 | 0 |  | 108.2 | 118 | 1.3 | 20 | Floater | No | 0 | 8.042e-05 | 0 | 0 | 3460000000 | 3460000000 | 3249000000 | 3249000000 | 0 | 0 | 2662000000 | 3.295e-05 | 16890000000 | 0.65 | N/A | Yes | BEM | Hydrodynamics | (with | Morison | drag) | 0 | 0 | 0 | 216 | 12.99 | 16.4 | -3.48 | 1 | 0 | 0 | 0 | 0 | [13 empty] | 22 | 216 | 250 | 251 | 216 | 216 | 1c | 0 | 0 | 216 | 2.10E+11 | 8.08E+10 | 7850 | 5 | 0.022
| 217 | 6.06 | 1.97 | 3.412 | 0 |  | 109.1 | 118 | 1.3 | 20 | Floater | No | 0 | 8.042e-05 | 0 | 0 | 3460000000 | 3460000000 | 3249000000 | 3249000000 | 0 | 0 | 2662000000 | 3.295e-05 | 16890000000 | 0.65 | N/A | Yes | BEM | Hydrodynamics | (with | Morison | drag) | 0 | 0 | 0 | 217 | 1.97 | 3.412 | 6.06 | 1 | 0 | 0 | 0 | 0 | 109 | 118 | 119 | 109 | 109 | 1c | 0 | 109 | 2.10E+11 | 8.08E+10 | 7850 | 1.3 | 0.02 | 23 | 217 | 251 | 252 | 217 | 217 | 1c | 0 | 0 | 217 | 2.10E+11 | 8.08E+10 | 7850 | 5 | 0.022
| 218 | -11.05 | 1.97 | 3.412 | 0 |  | 109.2 | 119 | 1.3 | 20 | Floater | No | 0 | 8.042e-05 | 0 | 0 | 3460000000 | 3460000000 | 3249000000 | 3249000000 | 0 | 0 | 2662000000 | 3.295e-05 | 16890000000 | 0.65 | N/A | Yes | BEM | Hydrodynamics | (with | Morison | drag) | 0 | 0 | 0 | 218 | 1.97 | 3.412 | -11.05 | 1 | 0 | 0 | 0 | 0 | [13 empty] | 24 | 218 | 252 | 253 | 218 | 218 | 1c | 0 | 0 | 218 | 2.10E+11 | 8.08E+10 | 7850 | 4.86 | 0.022
| 219 | 6.06 | -3.94 | 0 | 0 |  | 110.1 | 119 | 1.3 | 20 | Floater | No | 0 | 8.042e-05 | 0 | 0 | 3460000000 | 3460000000 | 3249000000 | 3249000000 | 0 | 0 | 2662000000 | 3.295e-05 | 16890000000 | 0.65 | N/A | Yes | BEM | Hydrodynamics | (with | Morison | drag) | 0 | 0 | 0 | 219 | -3.94 | 0 | 6.06 | 1 | 0 | 0 | 0 | 0 | 110 | 119 | 120 | 110 | 110 | 1c | 0 | 110 | 2.10E+11 | 8.08E+10 | 7850 | 1.3 | 0.02 | 25 | 219 | 253 | 254 | 219 | 219 | 1c | 0 | 0 | 219 | 2.10E+11 | 8.08E+10 | 7850 | 4.717 | 0.022
| 220 | -11.05 | -3.94 | 0 | 0 |  | 110.2 | 120 | 1.3 | 20 | Floater | No | 0 | 8.042e-05 | 0 | 0 | 3460000000 | 3460000000 | 3249000000 | 3249000000 | 0 | 0 | 2662000000 | 3.295e-05 | 16890000000 | 0.65 | N/A | Yes | BEM | Hydrodynamics | (with | Morison | drag) | 0 | 0 | 0 | 220 | -3.94 | 0 | -11.05 | 1 | 0 | 0 | 0 | 0 | [13 empty] | 26 | 220 | 254 | 255 | 220 | 220 | 1c | 0 | 0 | 220 | 2.10E+11 | 8.08E+10 | 7850 | 4.574 | 0.023
| 221 | 6.06 | 1.97 | -3.412 | 0 |  | 111.1 | 28 | 1 | 15 | Floater | No | 0 | 4.642e-05 | 0 | 0 | 1182000000 | 1182000000 | 1875000000 | 1875000000 | 0 | 0 | 909900000 | 1.126e-05 | 9748000000 | 0.65 | N/A | Yes | BEM | Hydrodynamics | (with | Morison | drag) | 0 | 0 | 0 | 221 | 1.97 | -3.412 | 6.06 | 1 | 0 | 0 | 0 | 0 | 111 | 28 | 61 | 111 | 111 | 1c | 0 | 111 | 2.10E+11 | 8.08E+10 | 7850 | 1 | 0.015 | 27 | 221 | 255 | 256 | 221 | 221 | 1c | 0 | 0 | 221 | 2.10E+11 | 8.08E+10 | 7850 | 4.431 | 0.025
| 222 | -11.05 | 1.97 | -3.412 | 0 |  | 111.2 | 61 | 1 | 15 | Floater | No | 0 | 4.642e-05 | 0 | 0 | 1182000000 | 1182000000 | 1875000000 | 1875000000 | 0 | 0 | 909900000 | 1.126e-05 | 9748000000 | 0.65 | N/A | Yes | BEM | Hydrodynamics | (with | Morison | drag) | 0 | 0 | 0 | 222 | 1.97 | -3.412 | -11.05 | 1 | 0 | 0 | 0 | 0 | [13 empty] | 28 | 222 | 256 | 257 | 222 | 222 | 1c | 0 | 0 | 222 | 2.10E+11 | 8.08E+10 | 7850 | 4.288 | 0.024
| 223 | -3 | -29.517 | -3.536 | 0 | TLM1 | 112.1 | 28 | 1 | 15 | Floater | No | 0 | 4.642e-05 | 0 | 0 | 1182000000 | 1182000000 | 1875000000 | 1875000000 | 0 | 0 | 909900000 | 1.126e-05 | 9748000000 | 0.65 | N/A | Yes | BEM | Hydrodynamics | (with | Morison | drag) | 0 | 0 | 0 | 223 | -29.517 | -3.536 | -3 | 1 | 0 | 0 | 0 | 0 | 112 | 28 | 99 | 112 | 112 | 1c | 0 | 112 | 2.10E+11 | 8.08E+10 | 7850 | 1 | 0.015 |  | 223 | 86 | 58 | 223 | 223 | 1c | 0 | 0 | 223 | 2.10E+11 | 8.08E+10 | 7850 | 1 | 0.02
| 224 | -3 | -29.517 | 3.536 | 0 | TLM1 | 112.2 | 99 | 1 | 15 | Floater | No | 0 | 4.642e-05 | 0 | 0 | 1182000000 | 1182000000 | 1875000000 | 1875000000 | 0 | 0 | 909900000 | 1.126e-05 | 9748000000 | 0.65 | N/A | Yes | BEM | Hydrodynamics | (with | Morison | drag) | 0 | 0 | 0 | 224 | -29.517 | 3.536 | -3 | 1 | 0 | 0 | 0 | 0 | [14 empty] | 224 | 274 | 181 | 224 | 224 | 1c | 0 | 0 | 224 | 2.10E+11 | 8.08E+10 | 7850 | 1 | 0.03
| 225 | -3 | 11.696 | 26.786 | 0 | TLM1 | 113.1 | 28 | 1 | 15 | Floater | No | 0 | 4.642e-05 | 0 | 0 | 1182000000 | 1182000000 | 1875000000 | 1875000000 | 0 | 0 | 909900000 | 1.126e-05 | 9748000000 | 0.65 | N/A | Yes | BEM | Hydrodynamics | (with | Morison | drag) | 0 | 0 | 0 | 225 | 11.696 | 26.786 | -3 | 1 | 0 | 0 | 0 | 0 | 113 | 28 | 100 | 113 | 113 | 1c | 0 | 113 | 2.10E+11 | 8.08E+10 | 7850 | 1 | 0.015 |  | 225 | 181 | 182 | 225 | 225 | 1c | 0 | 0 | 225 | 2.10E+11 | 8.08E+10 | 7850 | 1 | 0.03
| 226 | -3 | 17.82 | 23.794 | 0 | TLM1 | 113.2 | 100 | 1 | 15 | Floater | No | 0 | 4.642e-05 | 0 | 0 | 1182000000 | 1182000000 | 1875000000 | 1875000000 | 0 | 0 | 909900000 | 1.126e-05 | 9748000000 | 0.65 | N/A | Yes | BEM | Hydrodynamics | (with | Morison | drag) | 0 | 0 | 0 | 226 | 17.82 | 23.794 | -3 | 1 | 0 | 0 | 0 | 0 | [14 empty] | 226 | 182 | 271 | 226 | 226 | 1c | 0 | 0 | 226 | 2.10E+11 | 8.08E+10 | 7850 | 1 | 0.03
| 227 | -3 | 17.82 | -23.794 | 0 | TLM1 | 114.1 | 43 | 1 | 15 | Floater | No | 0 | 4.642e-05 | 0 | 0 | 1182000000 | 1182000000 | 1875000000 | 1875000000 | 0 | 0 | 909900000 | 1.126e-05 | 9748000000 | 0.65 | N/A | Yes | BEM | Hydrodynamics | (with | Morison | drag) | 0 | 0 | 0 | 227 | 17.82 | -23.794 | -3 | 1 | 0 | 0 | 0 | 0 | 114 | 43 | 73 | 114 | 114 | 1c | 0 | 114 | 2.10E+11 | 8.08E+10 | 7850 | 1 | 0.015 |  | 227 | 275 | 183 | 227 | 227 | 1c | 0 | 0 | 227 | 2.10E+11 | 8.08E+10 | 7850 | 1 | 0.03
| 228 | -3 | 11.696 | -26.786 | 0 | TLM1 | 114.2 | 73 | 1 | 15 | Floater | No | 0 | 4.642e-05 | 0 | 0 | 1182000000 | 1182000000 | 1875000000 | 1875000000 | 0 | 0 | 909900000 | 1.126e-05 | 9748000000 | 0.65 | N/A | Yes | BEM | Hydrodynamics | (with | Morison | drag) | 0 | 0 | 0 | 228 | 11.696 | -26.786 | -3 | 1 | 0 | 0 | 0 | 0 | [14 empty] | 228 | 183 | 184 | 228 | 228 | 1c | 0 | 0 | 228 | 2.10E+11 | 8.08E+10 | 7850 | 1 | 0.03
1 | 229 | 12 | 0 | 0 | 7439.2 |  | 115.1 | 43 | 1 | 15 | Floater | No | 0 | 4.642e-05 | 0 | 0 | 1182000000 | 1182000000 | 1875000000 | 1875000000 | 0 | 0 | 909900000 | 1.126e-05 | 9748000000 | 0.65 | N/A | Yes | BEM | Hydrodynamics | (with | Morison | drag) | 0 | 0 | 0 | 229 | 0 | 0 | 12 | 1 | 0 | 0 | 0 | 0 | 115 | 43 | 74 | 115 | 115 | 1c | 0 | 115 | 2.10E+11 | 8.08E+10 | 7850 | 1 | 0.015 |  | 229 | 184 | 272 | 229 | 229 | 1c | 0 | 0 | 229 | 2.10E+11 | 8.08E+10 | 7850 | 1 | 0.03
2 | 230 | 12.3 | 0 | 0 | 0 |  | 115.2 | 74 | 1 | 15 | Floater | No | 0 | 4.642e-05 | 0 | 0 | 1182000000 | 1182000000 | 1875000000 | 1875000000 | 0 | 0 | 909900000 | 1.126e-05 | 9748000000 | 0.65 | N/A | Yes | BEM | Hydrodynamics | (with | Morison | drag) | 0 | 0 | 0 | 230 | 0 | 0 | 12.3 | 1 | 0 | 0 | 0 | 0 | [14 empty] | 230 | 276 | 185 | 230 | 230 | 1c | 0 | 0 | 230 | 2.10E+11 | 8.08E+10 | 7850 | 1 | 0.03
3 | 231 | 14.4 | 0 | 0 | 0 |  | 116.1 | 43 | 1 | 15 | Floater | No | 0 | 4.642e-05 | 0 | 0 | 1182000000 | 1182000000 | 1875000000 | 1875000000 | 0 | 0 | 909900000 | 1.126e-05 | 9748000000 | 0.65 | N/A | Yes | BEM | Hydrodynamics | (with | Morison | drag) | 0 | 0 | 0 | 231 | 0 | 0 | 14.4 | 1 | 0 | 0 | 0 | 0 | 116 | 43 | 113 | 116 | 116 | 1c | 0 | 116 | 2.10E+11 | 8.08E+10 | 7850 | 1 | 0.015 |  | 231 | 185 | 186 | 231 | 231 | 1c | 0 | 0 | 231 | 2.10E+11 | 8.08E+10 | 7850 | 1 | 0.03
4 | 232 | 16.5 | 0 | 0 | 0 |  | 116.2 | 113 | 1 | 15 | Floater | No | 0 | 4.642e-05 | 0 | 0 | 1182000000 | 1182000000 | 1875000000 | 1875000000 | 0 | 0 | 909900000 | 1.126e-05 | 9748000000 | 0.65 | N/A | Yes | BEM | Hydrodynamics | (with | Morison | drag) | 0 | 0 | 0 | 232 | 0 | 0 | 16.5 | 1 | 0 | 0 | 0 | 0 | [14 empty] | 232 | 186 | 273 | 232 | 232 | 1c | 0 | 0 | 232 | 2.10E+11 | 8.08E+10 | 7850 | 1 | 0.03
5 | 233 | 18.6 | 0 | 0 | 0 |  | 117.1 | 58 | 1 | 15 | Floater | No | 0 | 4.642e-05 | 0 | 0 | 1182000000 | 1182000000 | 1875000000 | 1875000000 | 0 | 0 | 909900000 | 1.126e-05 | 9748000000 | 0.65 | N/A | Yes | BEM | Hydrodynamics | (with | Morison | drag) | 0 | 0 | 0 | 233 | 0 | 0 | 18.6 | 1 | 0 | 0 | 0 | 0 | 117 | 58 | 87 | 117 | 117 | 1c | 0 | 117 | 2.10E+11 | 8.08E+10 | 7850 | 1 | 0.015 |  | 233 | 63 | 187 | 233 | 233 | 1c | 0 | 0 | 233 | 2.10E+11 | 8.08E+10 | 7850 | 0.8 | 0.015
6 | 234 | 20.7 | 0 | 0 | 0 |  | 117.2 | 87 | 1 | 15 | Floater | No | 0 | 4.642e-05 | 0 | 0 | 1182000000 | 1182000000 | 1875000000 | 1875000000 | 0 | 0 | 909900000 | 1.126e-05 | 9748000000 | 0.65 | N/A | Yes | BEM | Hydrodynamics | (with | Morison | drag) | 0 | 0 | 0 | 234 | 0 | 0 | 20.7 | 1 | 0 | 0 | 0 | 0 | [14 empty] | 234 | 187 | 188 | 234 | 234 | 1c | 0 | 0 | 234 | 2.10E+11 | 8.08E+10 | 7850 | 0.8 | 0.015
7 | 235 | 22.8 | 0 | 0 | 0 |  | 118.1 | 58 | 1 | 15 | Floater | No | 0 | 4.642e-05 | 0 | 0 | 1182000000 | 1182000000 | 1875000000 | 1875000000 | 0 | 0 | 909900000 | 1.126e-05 | 9748000000 | 0.65 | N/A | Yes | BEM | Hydrodynamics | (with | Morison | drag) | 0 | 0 | 0 | 235 | 0 | 0 | 22.8 | 1 | 0 | 0 | 0 | 0 | 118 | 58 | 120 | 118 | 118 | 1c | 0 | 118 | 2.10E+11 | 8.08E+10 | 7850 | 1 | 0.015 |  | 235 | 188 | 126 | 235 | 235 | 1c | 0 | 0 | 235 | 2.10E+11 | 8.08E+10 | 7850 | 0.8 | 0.015
8 | 236 | 25.4 | 0 | 0 | 0 |  | 118.2 | 120 | 1 | 15 | Floater | No | 0 | 4.642e-05 | 0 | 0 | 1182000000 | 1182000000 | 1875000000 | 1875000000 | 0 | 0 | 909900000 | 1.126e-05 | 9748000000 | 0.65 | N/A | Yes | BEM | Hydrodynamics | (with | Morison | drag) | 0 | 0 | 0 | 236 | 0 | 0 | 25.4 | 1 | 0 | 0 | 0 | 0 | [14 empty] | 236 | 71 | 189 | 236 | 236 | 1c | 0 | 0 | 236 | 2.10E+11 | 8.08E+10 | 7850 | 0.8 | 0.015
9 | 237 | 28 | 0 | 0 | 0 |  | 119.1 | 13 | 1.3 | 20 | Floater | No | 0 | 8.042e-05 | 0 | 0 | 3460000000 | 3460000000 | 3249000000 | 3249000000 | 0 | 0 | 2662000000 | 3.295e-05 | 16890000000 | 0.65 | N/A | Yes | BEM | Hydrodynamics | (with | Morison | drag) | 0 | 0 | 0 | 237 | 0 | 0 | 28 | 1 | 0 | 0 | 0 | 0 | 119 | 13 | 106 | 119 | 119 | 1c | 0 | 119 | 2.10E+11 | 8.08E+10 | 7850 | 1.3 | 0.02 |  | 237 | 189 | 190 | 237 | 237 | 1c | 0 | 0 | 237 | 2.10E+11 | 8.08E+10 | 7850 | 0.8 | 0.015
10 | 238 | 30.6 | 0 | 0 | 0 |  | 119.2 | 106 | 1.3 | 20 | Floater | No | 0 | 8.042e-05 | 0 | 0 | 3460000000 | 3460000000 | 3249000000 | 3249000000 | 0 | 0 | 2662000000 | 3.295e-05 | 16890000000 | 0.65 | N/A | Yes | BEM | Hydrodynamics | (with | Morison | drag) | 0 | 0 | 0 | 238 | 0 | 0 | 30.6 | 1 | 0 | 0 | 0 | 0 | [14 empty] | 238 | 190 | 128 | 238 | 238 | 1c | 0 | 0 | 238 | 2.10E+11 | 8.08E+10 | 7850 | 0.8 | 0.015
11 | 239 | 33.2 | 0 | 0 | 0 |  | 120.1 | 13 | 1.3 | 20 | Floater | No | 0 | 8.042e-05 | 0 | 0 | 3460000000 | 3460000000 | 3249000000 | 3249000000 | 0 | 0 | 2662000000 | 3.295e-05 | 16890000000 | 0.65 | N/A | Yes | BEM | Hydrodynamics | (with | Morison | drag) | 0 | 0 | 0 | 239 | 0 | 0 | 33.2 | 1 | 0 | 0 | 0 | 0 | 120 | 13 | 107 | 120 | 120 | 1c | 0 | 120 | 2.10E+11 | 8.08E+10 | 7850 | 1.3 | 0.02 |  | 239 | 76 | 191 | 239 | 239 | 1c | 0 | 0 | 239 | 2.10E+11 | 8.08E+10 | 7850 | 0.8 | 0.015
12 | 240 | 35.75 | 0 | 0 | 3441.1 |  | 120.2 | 107 | 1.3 | 20 | Floater | No | 0 | 8.042e-05 | 0 | 0 | 3460000000 | 3460000000 | 3249000000 | 3249000000 | 0 | 0 | 2662000000 | 3.295e-05 | 16890000000 | 0.65 | N/A | Yes | BEM | Hydrodynamics | (with | Morison | drag) | 0 | 0 | 0 | 240 | 0 | 0 | 35.75 | 1 | 0 | 0 | 0 | 0 | [14 empty] | 240 | 191 | 192 | 240 | 240 | 1c | 0 | 0 | 240 | 2.10E+11 | 8.08E+10 | 7850 | 0.8 | 0.015
13 | 241 | 36 | 0 | 0 | 3441.1 |  | 121.1 | 13 | 1.3 | 20 | Floater | No | 0 | 8.042e-05 | 0 | 0 | 3460000000 | 3460000000 | 3249000000 | 3249000000 | 0 | 0 | 2662000000 | 3.295e-05 | 16890000000 | 0.65 | N/A | Yes | BEM | Hydrodynamics | (with | Morison | drag) | 0 | 0 | 0 | 241 | 0 | 0 | 36 | 1 | 0 | 0 | 0 | 0 | 121 | 13 | 114 | 121 | 121 | 1c | 0 | 121 | 2.10E+11 | 8.08E+10 | 7850 | 1.3 | 0.02 |  | 241 | 192 | 139 | 241 | 241 | 1c | 0 | 0 | 241 | 2.10E+11 | 8.08E+10 | 7850 | 0.8 | 0.015
14 | 242 | 36.25 | 0 | 0 | 0 |  | 121.2 | 114 | 1.3 | 20 | Floater | No | 0 | 8.042e-05 | 0 | 0 | 3460000000 | 3460000000 | 3249000000 | 3249000000 | 0 | 0 | 2662000000 | 3.295e-05 | 16890000000 | 0.65 | N/A | Yes | BEM | Hydrodynamics | (with | Morison | drag) | 0 | 0 | 0 | 242 | 0 | 0 | 36.25 | 1 | 0 | 0 | 0 | 0 | [14 empty] | 242 | 84 | 193 | 242 | 242 | 1c | 0 | 0 | 242 | 2.10E+11 | 8.08E+10 | 7850 | 0.8 | 0.015
15 | 243 | 38.75 | 0 | 0 | 0 |  | 122.1 | 17 | 1 | 20 | Floater | No | 0 | 6.158e-05 | 0 | 0 | 1553000000 | 1553000000 | 2488000000 | 2488000000 | 0 | 0 | 1195000000 | 1.479e-05 | 12930000000 | 0.65 | N/A | Yes | BEM | Hydrodynamics | (with | Morison | drag) | 0 | 0 | 0 | 243 | 0 | 0 | 38.75 | 1 | 0 | 0 | 0 | 0 | 122 | 17 | 121 | 122 | 122 | 1c | 0 | 122 | 2.10E+11 | 8.08E+10 | 7850 | 1 | 0.02 |  | 243 | 193 | 194 | 243 | 243 | 1c | 0 | 0 | 243 | 2.10E+11 | 8.08E+10 | 7850 | 0.8 | 0.015
16 | 244 | 41.3 | 0 | 0 | 0 |  | 122.2 | 121 | 1 | 20 | Floater | No | 0 | 6.158e-05 | 0 | 0 | 1553000000 | 1553000000 | 2488000000 | 2488000000 | 0 | 0 | 1195000000 | 1.479e-05 | 12930000000 | 0.65 | N/A | Yes | BEM | Hydrodynamics | (with | Morison | drag) | 0 | 0 | 0 | 244 | 0 | 0 | 41.3 | 1 | 0 | 0 | 0 | 0 | [14 empty] | 244 | 194 | 141 | 244 | 244 | 1c | 0 | 0 | 244 | 2.10E+11 | 8.08E+10 | 7850 | 0.8 | 0.015
17 | 245 | 43.85 | 0 | 0 | 0 |  | 123.1 | 121 | 1 | 20 | Floater | No | 0 | 6.158e-05 | 0 | 0 | 1553000000 | 1553000000 | 2488000000 | 2488000000 | 0 | 0 | 1195000000 | 1.479e-05 | 12930000000 | 0.65 | N/A | Yes | BEM | Hydrodynamics | (with | Morison | drag) | 0 | 0 | 0 | 245 | 0 | 0 | 43.85 | 1 | 0 | 0 | 0 | 0 | 123 | 121 | 122 | 123 | 123 | 1c | 0 | 123 | 2.10E+11 | 8.08E+10 | 7850 | 1 | 0.02 |  | 245 | 89 | 195 | 245 | 245 | 1c | 0 | 0 | 245 | 2.10E+11 | 8.08E+10 | 7850 | 0.8 | 0.015
18 | 246 | 46.4 | 0 | 0 | 0 |  | 123.2 | 122 | 1 | 20 | Floater | No | 0 | 6.158e-05 | 0 | 0 | 1553000000 | 1553000000 | 2488000000 | 2488000000 | 0 | 0 | 1195000000 | 1.479e-05 | 12930000000 | 0.65 | N/A | Yes | BEM | Hydrodynamics | (with | Morison | drag) | 0 | 0 | 0 | 246 | 0 | 0 | 46.4 | 1 | 0 | 0 | 0 | 0 | [14 empty] | 246 | 195 | 196 | 246 | 246 | 1c | 0 | 0 | 246 | 2.10E+11 | 8.08E+10 | 7850 | 0.8 | 0.015
19 | 247 | 48.95 | 0 | 0 | 0 |  | 124.1 | 122 | 1 | 20 | Floater | No | 0 | 6.158e-05 | 0 | 0 | 1553000000 | 1553000000 | 2488000000 | 2488000000 | 0 | 0 | 1195000000 | 1.479e-05 | 12930000000 | 0.65 | N/A | Yes | BEM | Hydrodynamics | (with | Morison | drag) | 0 | 0 | 0 | 247 | 0 | 0 | 48.95 | 1 | 0 | 0 | 0 | 0 | 124 | 122 | 123 | 124 | 124 | 1c | 0 | 124 | 2.10E+11 | 8.08E+10 | 7850 | 1 | 0.02 |  | 247 | 196 | 152 | 247 | 247 | 1c | 0 | 0 | 247 | 2.10E+11 | 8.08E+10 | 7850 | 0.8 | 0.015
20 | 248 | 51.5 | 0 | 0 | 0 |  | 124.2 | 123 | 1 | 20 | Floater | No | 0 | 6.158e-05 | 0 | 0 | 1553000000 | 1553000000 | 2488000000 | 2488000000 | 0 | 0 | 1195000000 | 1.479e-05 | 12930000000 | 0.65 | N/A | Yes | BEM | Hydrodynamics | (with | Morison | drag) | 0 | 0 | 0 | 248 | 0 | 0 | 51.5 | 1 | 0 | 0 | 0 | 0 | [14 empty] | 248 | 97 | 197 | 248 | 248 | 1c | 0 | 0 | 248 | 2.10E+11 | 8.08E+10 | 7850 | 0.8 | 0.015
21 | 249 | 54 | 0 | 0 | 3146.1 |  | 125.1 | 123 | 1 | 20 | Floater | No | 0 | 6.158e-05 | 0 | 0 | 1553000000 | 1553000000 | 2488000000 | 2488000000 | 0 | 0 | 1195000000 | 1.479e-05 | 12930000000 | 0.65 | N/A | Yes | BEM | Hydrodynamics | (with | Morison | drag) | 0 | 0 | 0 | 249 | 0 | 0 | 54 | 1 | 0 | 0 | 0 | 0 | 125 | 123 | 124 | 125 | 125 | 1c | 0 | 125 | 2.10E+11 | 8.08E+10 | 7850 | 1 | 0.02 |  | 249 | 197 | 198 | 249 | 249 | 1c | 0 | 0 | 249 | 2.10E+11 | 8.08E+10 | 7850 | 0.8 | 0.015
22 | 250 | 54.225 | 0 | 0 | 3146.1 |  | 125.2 | 124 | 1 | 20 | Floater | No | 0 | 6.158e-05 | 0 | 0 | 1553000000 | 1553000000 | 2488000000 | 2488000000 | 0 | 0 | 1195000000 | 1.479e-05 | 12930000000 | 0.65 | N/A | Yes | BEM | Hydrodynamics | (with | Morison | drag) | 0 | 0 | 0 | 250 | 0 | 0 | 54.225 | 1 | 0 | 0 | 0 | 0 | [14 empty] | 250 | 198 | 154 | 250 | 250 | 1c | 0 | 0 | 250 | 2.10E+11 | 8.08E+10 | 7850 | 0.8 | 0.015
23 | 251 | 54.45 | 0 | 0 | 0 |  | 126.1 | 124 | 1 | 20 | Floater | No | 0 | 6.158e-05 | 0 | 0 | 1553000000 | 1553000000 | 2488000000 | 2488000000 | 0 | 0 | 1195000000 | 1.479e-05 | 12930000000 | 0.65 | N/A | Yes | BEM | Hydrodynamics | (with | Morison | drag) | 0 | 0 | 0 | 251 | 0 | 0 | 54.45 | 1 | 0 | 0 | 0 | 0 | 126 | 124 | 125 | 126 | 126 | 1c | 0 | 126 | 2.10E+11 | 8.08E+10 | 7850 | 1 | 0.02 |  | 251 | 62 | 199 | 251 | 251 | 1c | 0 | 0 | 251 | 2.10E+11 | 8.08E+10 | 7850 | 0.5 | 0.01
24 | 252 | 56.95 | 0 | 0 | 0 |  | 126.2 | 125 | 1 | 20 | Floater | No | 0 | 6.158e-05 | 0 | 0 | 1553000000 | 1553000000 | 2488000000 | 2488000000 | 0 | 0 | 1195000000 | 1.479e-05 | 12930000000 | 0.65 | N/A | Yes | BEM | Hydrodynamics | (with | Morison | drag) | 0 | 0 | 0 | 252 | 0 | 0 | 56.95 | 1 | 0 | 0 | 0 | 0 | [14 empty] | 252 | 199 | 200 | 252 | 252 | 1c | 0 | 0 | 252 | 2.10E+11 | 8.08E+10 | 7850 | 0.5 | 0.01
25 | 253 | 59.5 | 0 | 0 | 0 |  | 127.1 | 125 | 1 | 20 | Floater | No | 0 | 6.158e-05 | 0 | 0 | 1553000000 | 1553000000 | 2488000000 | 2488000000 | 0 | 0 | 1195000000 | 1.479e-05 | 12930000000 | 0.65 | N/A | Yes | BEM | Hydrodynamics | (with | Morison | drag) | 0 | 0 | 0 | 253 | 0 | 0 | 59.5 | 1 | 0 | 0 | 0 | 0 | 127 | 125 | 126 | 127 | 127 | 1c | 0 | 127 | 2.10E+11 | 8.08E+10 | 7850 | 1 | 0.02 |  | 253 | 200 | 122 | 253 | 253 | 1c | 0 | 0 | 253 | 2.10E+11 | 8.08E+10 | 7850 | 0.5 | 0.01
26 | 254 | 62.05 | 0 | 0 | 0 |  | 127.2 | 126 | 1 | 20 | Floater | No | 0 | 6.158e-05 | 0 | 0 | 1553000000 | 1553000000 | 2488000000 | 2488000000 | 0 | 0 | 1195000000 | 1.479e-05 | 12930000000 | 0.65 | N/A | Yes | BEM | Hydrodynamics | (with | Morison | drag) | 0 | 0 | 0 | 254 | 0 | 0 | 62.05 | 1 | 0 | 0 | 0 | 0 | [14 empty] | 254 | 67 | 201 | 254 | 254 | 1c | 0 | 0 | 254 | 2.10E+11 | 8.08E+10 | 7850 | 0.5 | 0.01
27 | 255 | 64.6 | 0 | 0 | 0 |  | 128.1 | 126 | 1 | 20 | Floater | No | 0 | 6.158e-05 | 0 | 0 | 1553000000 | 1553000000 | 2488000000 | 2488000000 | 0 | 0 | 1195000000 | 1.479e-05 | 12930000000 | 0.65 | N/A | Yes | BEM | Hydrodynamics | (with | Morison | drag) | 0 | 0 | 0 | 255 | 0 | 0 | 64.6 | 1 | 0 | 0 | 0 | 0 | 128 | 126 | 127 | 128 | 128 | 1c | 0 | 128 | 2.10E+11 | 8.08E+10 | 7850 | 1 | 0.02 |  | 255 | 201 | 202 | 255 | 255 | 1c | 0 | 0 | 255 | 2.10E+11 | 8.08E+10 | 7850 | 0.5 | 0.01
28 | 256 | 67.15 | 0 | 0 | 0 |  | 128.2 | 127 | 1 | 20 | Floater | No | 0 | 6.158e-05 | 0 | 0 | 1553000000 | 1553000000 | 2488000000 | 2488000000 | 0 | 0 | 1195000000 | 1.479e-05 | 12930000000 | 0.65 | N/A | Yes | BEM | Hydrodynamics | (with | Morison | drag) | 0 | 0 | 0 | 256 | 0 | 0 | 67.15 | 1 | 0 | 0 | 0 | 0 | [14 empty] | 256 | 202 | 127 | 256 | 256 | 1c | 0 | 0 | 256 | 2.10E+11 | 8.08E+10 | 7850 | 0.5 | 0.01
29 | 257 | 69.7 | 0 | 0 | 0 |  | 129.1 | 127 | 1 | 20 | Floater | No | 0 | 6.158e-05 | 0 | 0 | 1553000000 | 1553000000 | 2488000000 | 2488000000 | 0 | 0 | 1195000000 | 1.479e-05 | 12930000000 | 0.65 | N/A | Yes | BEM | Hydrodynamics | (with | Morison | drag) | 0 | 0 | 0 | 257 | 0 | 0 | 69.7 | 1 | 0 | 0 | 0 | 0 | 129 | 127 | 128 | 129 | 129 | 1c | 0 | 129 | 2.10E+11 | 8.08E+10 | 7850 | 1 | 0.02 |  | 257 | 72 | 203 | 257 | 257 | 1c | 0 | 0 | 257 | 2.10E+11 | 8.08E+10 | 7850 | 0.5 | 0.01
30 | 258 | 72.25 | 0 | 0 | 0 |  | 129.2 | 128 | 1 | 20 | Floater | No | 0 | 6.158e-05 | 0 | 0 | 1553000000 | 1553000000 | 2488000000 | 2488000000 | 0 | 0 | 1195000000 | 1.479e-05 | 12930000000 | 0.65 | N/A | Yes | BEM | Hydrodynamics | (with | Morison | drag) | 0 | 0 | 0 | 258 | 0 | 0 | 72.25 | 1 | 0 | 0 | 0 | 0 | [14 empty] | 258 | 203 | 204 | 258 | 258 | 1c | 0 | 0 | 258 | 2.10E+11 | 8.08E+10 | 7850 | 0.5 | 0.01
31 | 259 | 74.8 | 0 | 0 | 0 |  | 130.1 | 128 | 1 | 20 | Floater | No | 0 | 6.158e-05 | 0 | 0 | 1553000000 | 1553000000 | 2488000000 | 2488000000 | 0 | 0 | 1195000000 | 1.479e-05 | 12930000000 | 0.65 | N/A | Yes | BEM | Hydrodynamics | (with | Morison | drag) | 0 | 0 | 0 | 259 | 0 | 0 | 74.8 | 1 | 0 | 0 | 0 | 0 | 130 | 128 | 129 | 130 | 130 | 1c | 0 | 130 | 2.10E+11 | 8.08E+10 | 7850 | 1 | 0.02 |  | 259 | 204 | 132 | 259 | 259 | 1c | 0 | 0 | 259 | 2.10E+11 | 8.08E+10 | 7850 | 0.5 | 0.015
32 | 260 | 77.35 | 0 | 0 | 0 |  | 130.2 | 129 | 1 | 20 | Floater | No | 0 | 6.158e-05 | 0 | 0 | 1553000000 | 1553000000 | 2488000000 | 2488000000 | 0 | 0 | 1195000000 | 1.479e-05 | 12930000000 | 0.65 | N/A | Yes | BEM | Hydrodynamics | (with | Morison | drag) | 0 | 0 | 0 | 260 | 0 | 0 | 77.35 | 1 | 0 | 0 | 0 | 0 | [14 empty] | 260 | 75 | 205 | 260 | 260 | 1c | 0 | 0 | 260 | 2.10E+11 | 8.08E+10 | 7850 | 0.5 | 0.01
33 | 261 | 79.9 | 0 | 0 | 0 |  | 131.1 | 129 | 1 | 20 | Floater | No | 0 | 6.158e-05 | 0 | 0 | 1553000000 | 1553000000 | 2488000000 | 2488000000 | 0 | 0 | 1195000000 | 1.479e-05 | 12930000000 | 0.65 | N/A | Yes | BEM | Hydrodynamics | (with | Morison | drag) | 0 | 0 | 0 | 261 | 0 | 0 | 79.9 | 1 | 0 | 0 | 0 | 0 | 131 | 129 | 130 | 131 | 131 | 1c | 0 | 131 | 2.10E+11 | 8.08E+10 | 7850 | 1 | 0.02 |  | 261 | 205 | 206 | 261 | 261 | 1c | 0 | 0 | 261 | 2.10E+11 | 8.08E+10 | 7850 | 0.5 | 0.01
34 | 262 | 82.226 | 0 | 0 | 0 |  | 131.2 | 130 | 1 | 20 | Floater | No | 0 | 6.158e-05 | 0 | 0 | 1553000000 | 1553000000 | 2488000000 | 2488000000 | 0 | 0 | 1195000000 | 1.479e-05 | 12930000000 | 0.65 | N/A | Yes | BEM | Hydrodynamics | (with | Morison | drag) | 0 | 0 | 0 | 262 | 0 | 0 | 82.226 | 1 | 0 | 0 | 0 | 0 | [14 empty] | 262 | 206 | 135 | 262 | 262 | 1c | 0 | 0 | 262 | 2.10E+11 | 8.08E+10 | 7850 | 0.5 | 0.01
35 | 263 | 84.552 | 0 | 0 | 0 |  | 132.1 | 130 | 1 | 20 | Floater | No | 0 | 6.158e-05 | 0 | 0 | 1553000000 | 1553000000 | 2488000000 | 2488000000 | 0 | 0 | 1195000000 | 1.479e-05 | 12930000000 | 0.65 | N/A | Yes | BEM | Hydrodynamics | (with | Morison | drag) | 0 | 0 | 0 | 263 | 0 | 0 | 84.552 | 1 | 0 | 0 | 0 | 0 | 132 | 130 | 131 | 132 | 132 | 1c | 0 | 132 | 2.10E+11 | 8.08E+10 | 7850 | 1 | 0.02 |  | 263 | 80 | 207 | 263 | 263 | 1c | 0 | 0 | 263 | 2.10E+11 | 8.08E+10 | 7850 | 0.5 | 0.01
36 | 264 | 84.777 | 0 | 0 | 1529.4 |  | 132.2 | 131 | 1 | 20 | Floater | No | 0 | 6.158e-05 | 0 | 0 | 1553000000 | 1553000000 | 2488000000 | 2488000000 | 0 | 0 | 1195000000 | 1.479e-05 | 12930000000 | 0.65 | N/A | Yes | BEM | Hydrodynamics | (with | Morison | drag) | 0 | 0 | 0 | 264 | 0 | 0 | 84.777 | 1 | 0 | 0 | 0 | 0 | [14 empty] | 264 | 207 | 208 | 264 | 264 | 1c | 0 | 0 | 264 | 2.10E+11 | 8.08E+10 | 7850 | 0.5 | 0.01
| 265 | 5.04 | 9.94 | 17.217 | 0 |  | 133.1 | 131 | 1 | 20 | Floater | No | 0 | 6.158e-05 | 0 | 0 | 1553000000 | 1553000000 | 2488000000 | 2488000000 | 0 | 0 | 1195000000 | 1.479e-05 | 12930000000 | 0.65 | N/A | Yes | BEM | Hydrodynamics | (with | Morison | drag) | 0 | 0 | 0 | 265 | 9.94 | 17.217 | 5.04 | 1 | 0 | 0 | 0 | 0 | 133 | 131 | 132 | 133 | 133 | 1c | 0 | 133 | 2.10E+11 | 8.08E+10 | 7850 | 1 | 0.02 |  | 265 | 208 | 140 | 265 | 265 | 1c | 0 | 0 | 265 | 2.10E+11 | 8.08E+10 | 7850 | 0.5 | 0.01
| 266 | -8.76 | 9.94 | 17.217 | 0 |  | 133.2 | 132 | 1 | 20 | Floater | No | 0 | 6.158e-05 | 0 | 0 | 1553000000 | 1553000000 | 2488000000 | 2488000000 | 0 | 0 | 1195000000 | 1.479e-05 | 12930000000 | 0.65 | N/A | Yes | BEM | Hydrodynamics | (with | Morison | drag) | 0 | 0 | 0 | 266 | 9.94 | 17.217 | -8.76 | 1 | 0 | 0 | 0 | 0 | [14 empty] | 266 | 85 | 209 | 266 | 266 | 1c | 0 | 0 | 266 | 2.10E+11 | 8.08E+10 | 7850 | 0.5 | 0.01
| 267 | 5.04 | -19.881 | 0 | 0 |  | 134.1 | 132 | 1 | 20 | Floater | No | 0 | 6.158e-05 | 0 | 0 | 1553000000 | 1553000000 | 2488000000 | 2488000000 | 0 | 0 | 1195000000 | 1.479e-05 | 12930000000 | 0.65 | N/A | Yes | BEM | Hydrodynamics | (with | Morison | drag) | 0 | 0 | 0 | 267 | -19.881 | 0 | 5.04 | 1 | 0 | 0 | 0 | 0 | 134 | 132 | 133 | 134 | 134 | 1c | 0 | 134 | 2.10E+11 | 8.08E+10 | 7850 | 1 | 0.02 |  | 267 | 209 | 210 | 267 | 267 | 1c | 0 | 0 | 267 | 2.10E+11 | 8.08E+10 | 7850 | 0.5 | 0.01
| 268 | -8.76 | -19.881 | 0 | 0 |  | 134.2 | 133 | 1 | 20 | Floater | No | 0 | 6.158e-05 | 0 | 0 | 1553000000 | 1553000000 | 2488000000 | 2488000000 | 0 | 0 | 1195000000 | 1.479e-05 | 12930000000 | 0.65 | N/A | Yes | BEM | Hydrodynamics | (with | Morison | drag) | 0 | 0 | 0 | 268 | -19.881 | 0 | -8.76 | 1 | 0 | 0 | 0 | 0 | [14 empty] | 268 | 210 | 145 | 268 | 268 | 1c | 0 | 0 | 268 | 2.10E+11 | 8.08E+10 | 7850 | 0.5 | 0.01
| 269 | 5.04 | 9.94 | -17.217 | 0 |  | 135.1 | 133 | 1 | 20 | Floater | No | 0 | 6.158e-05 | 0 | 0 | 1553000000 | 1553000000 | 2488000000 | 2488000000 | 0 | 0 | 1195000000 | 1.479e-05 | 12930000000 | 0.65 | N/A | Yes | BEM | Hydrodynamics | (with | Morison | drag) | 0 | 0 | 0 | 269 | 9.94 | -17.217 | 5.04 | 1 | 0 | 0 | 0 | 0 | 135 | 133 | 32 | 135 | 135 | 1c | 0 | 135 | 2.10E+11 | 8.08E+10 | 7850 | 1 | 0.02 |  | 269 | 88 | 211 | 269 | 269 | 1c | 0 | 0 | 269 | 2.10E+11 | 8.08E+10 | 7850 | 0.5 | 0.01
| 270 | -8.76 | 9.94 | -17.217 | 0 |  | 135.2 | 32 | 1 | 20 | Floater | No | 0 | 6.158e-05 | 0 | 0 | 1553000000 | 1553000000 | 2488000000 | 2488000000 | 0 | 0 | 1195000000 | 1.479e-05 | 12930000000 | 0.65 | N/A | Yes | BEM | Hydrodynamics | (with | Morison | drag) | 0 | 0 | 0 | 270 | 9.94 | -17.217 | -8.76 | 1 | 0 | 0 | 0 | 0 | [14 empty] | 270 | 211 | 212 | 270 | 270 | 1c | 0 | 0 | 270 | 2.10E+11 | 8.08E+10 | 7850 | 0.5 | 0.01
| 271 | 8.5 | 1.97 | 3.412 | 0 |  | 136.1 | 47 | 1 | 20 | Floater | No | 0 | 6.158e-05 | 0 | 0 | 1553000000 | 1553000000 | 2488000000 | 2488000000 | 0 | 0 | 1195000000 | 1.479e-05 | 12930000000 | 0.65 | N/A | Yes | BEM | Hydrodynamics | (with | Morison | drag) | 0 | 0 | 0 | 271 | 1.97 | 3.412 | 8.5 | 1 | 0 | 0 | 0 | 0 | 136 | 47 | 147 | 136 | 136 | 1c | 0 | 136 | 2.10E+11 | 8.08E+10 | 7850 | 1 | 0.02 |  | 271 | 212 | 148 | 271 | 271 | 1c | 0 | 0 | 271 | 2.10E+11 | 8.08E+10 | 7850 | 0.5 | 0.01
| 272 | 8.5 | -3.94 | 0 | 0 |  | 136.2 | 147 | 1 | 20 | Floater | No | 0 | 6.158e-05 | 0 | 0 | 1553000000 | 1553000000 | 2488000000 | 2488000000 | 0 | 0 | 1195000000 | 1.479e-05 | 12930000000 | 0.65 | N/A | Yes | BEM | Hydrodynamics | (with | Morison | drag) | 0 | 0 | 0 | 272 | -3.94 | 0 | 8.5 | 1 | 0 | 0 | 0 | 0 | [14 empty] | 272 | 93 | 213 | 272 | 272 | 1c | 0 | 0 | 272 | 2.10E+11 | 8.08E+10 | 7850 | 0.5 | 0.01
| 273 | 8.5 | 1.97 | -3.412 | 0 |  | 137.1 | 147 | 1 | 20 | Floater | No | 0 | 6.158e-05 | 0 | 0 | 1553000000 | 1553000000 | 2488000000 | 2488000000 | 0 | 0 | 1195000000 | 1.479e-05 | 12930000000 | 0.65 | N/A | Yes | BEM | Hydrodynamics | (with | Morison | drag) | 0 | 0 | 0 | 273 | 1.97 | -3.412 | 8.5 | 1 | 0 | 0 | 0 | 0 | 137 | 147 | 148 | 137 | 137 | 1c | 0 | 137 | 2.10E+11 | 8.08E+10 | 7850 | 1 | 0.02 |  | 273 | 213 | 214 | 273 | 273 | 1c | 0 | 0 | 273 | 2.10E+11 | 8.08E+10 | 7850 | 0.5 | 0.01
| 274 | -11.5 | 9.94 | 17.217 | 0 |  | 137.2 | 148 | 1 | 20 | Floater | No | 0 | 6.158e-05 | 0 | 0 | 1553000000 | 1553000000 | 2488000000 | 2488000000 | 0 | 0 | 1195000000 | 1.479e-05 | 12930000000 | 0.65 | N/A | Yes | BEM | Hydrodynamics | (with | Morison | drag) | 0 | 0 | 0 | 274 | 9.94 | 17.217 | -11.5 | 1 | 0 | 0 | 0 | 0 | [14 empty] | 274 | 214 | 153 | 274 | 274 | 1c | 0 | 0 | 274 | 2.10E+11 | 8.08E+10 | 7850 | 0.5 | 0.01
| 275 | -11.5 | -19.881 | 0 | 0 |  | 138.1 | 148 | 1 | 20 | Floater | No | 0 | 6.158e-05 | 0 | 0 | 1553000000 | 1553000000 | 2488000000 | 2488000000 | 0 | 0 | 1195000000 | 1.479e-05 | 12930000000 | 0.65 | N/A | Yes | BEM | Hydrodynamics | (with | Morison | drag) | 0 | 0 | 0 | 275 | -19.881 | 0 | -11.5 | 1 | 0 | 0 | 0 | 0 | 138 | 148 | 149 | 138 | 138 | 1c | 0 | 138 | 2.10E+11 | 8.08E+10 | 7850 | 1 | 0.02 |  | 275 | 98 | 215 | 275 | 275 | 1c | 0 | 0 | 275 | 2.10E+11 | 8.08E+10 | 7850 | 0.5 | 0.01
| 276 | -11.5 | 9.94 | -17.217 | 0 |  | 138.2 | 149 | 1 | 20 | Floater | No | 0 | 6.158e-05 | 0 | 0 | 1553000000 | 1553000000 | 2488000000 | 2488000000 | 0 | 0 | 1195000000 | 1.479e-05 | 12930000000 | 0.65 | N/A | Yes | BEM | Hydrodynamics | (with | Morison | drag) | 0 | 0 | 0 | 276 | 9.94 | -17.217 | -11.5 | 1 | 0 | 0 | 0 | 0 | [14 empty] | 276 | 215 | 216 | 276 | 276 | 1c | 0 | 0 | 276 | 2.10E+11 | 8.08E+10 | 7850 | 0.5 | 0.01
| 277 | -7.16 | -19.881 | 0 | 0 |  | 139.1 | 149 | 1 | 20 | Floater | No | 0 | 6.158e-05 | 0 | 0 | 1553000000 | 1553000000 | 2488000000 | 2488000000 | 0 | 0 | 1195000000 | 1.479e-05 | 12930000000 | 0.65 | N/A | Yes | BEM | Hydrodynamics | (with | Morison | drag) | 0 | 0 | 0 | 277 | -19.881 | 0 | -7.16 | 1 | 0 | 0 | 0 | 0 | 139 | 149 | 150 | 139 | 139 | 1c | 0 | 139 | 2.10E+11 | 8.08E+10 | 7850 | 1 | 0.02 |  | 277 | 216 | 158 | 277 | 277 | 1c | 0 | 0 | 277 | 2.10E+11 | 8.08E+10 | 7850 | 0.5 | 0.01
| 278 | -7.16 | 9.94 | 17.217 | 0 |  | 139.2 | 150 | 1 | 20 | Floater | No | 0 | 6.158e-05 | 0 | 0 | 1553000000 | 1553000000 | 2488000000 | 2488000000 | 0 | 0 | 1195000000 | 1.479e-05 | 12930000000 | 0.65 | N/A | Yes | BEM | Hydrodynamics | (with | Morison | drag) | 0 | 0 | 0 | 278 | 9.94 | 17.217 | -7.16 | 1 | 0 | 0 | 0 | 0 | [14 empty] | 278 | 271 | 217 | 278 | 278 | 1c | 0 | 0 | 278 | 2.10E+11 | 8.08E+10 | 7850 | 1.3 | 0.01
| 279 | -7.16 | 9.94 | -17.217 | 0 |  | 140.1 | 150 | 1 | 20 | Floater | No | 0 | 6.158e-05 | 0 | 0 | 1553000000 | 1553000000 | 2488000000 | 2488000000 | 0 | 0 | 1195000000 | 1.479e-05 | 12930000000 | 0.65 | N/A | Yes | BEM | Hydrodynamics | (with | Morison | drag) | 0 | 0 | 0 | 279 | 9.94 | -17.217 | -7.16 | 1 | 0 | 0 | 0 | 0 | 140 | 150 | 151 | 140 | 140 | 1c | 0 | 140 | 2.10E+11 | 8.08E+10 | 7850 | 1 | 0.02 |  | 279 | 217 | 284 | 279 | 279 | 1c | 0 | 0 | 279 | 2.10E+11 | 8.08E+10 | 7850 | 1.3 | 0.01
| 280 | 4 | 1.97 | -3.412 | 0 |  | 140.2 | 151 | 1 | 20 | Floater | No | 0 | 6.158e-05 | 0 | 0 | 1553000000 | 1553000000 | 2488000000 | 2488000000 | 0 | 0 | 1195000000 | 1.479e-05 | 12930000000 | 0.65 | N/A | Yes | BEM | Hydrodynamics | (with | Morison | drag) | 0 | 0 | 0 | 280 | 1.97 | -3.412 | 4 | 1 | 0 | 0 | 0 | 0 | [14 empty] | 280 | 218 | 165 | 280 | 280 | 1c | 0 | 0 | 280 | 2.10E+11 | 8.08E+10 | 7850 | 1.3 | 0.01
| 281 | -9.45 | 1.97 | -3.412 | 0 |  | 141.1 | 151 | 1 | 20 | Floater | No | 0 | 6.158e-05 | 0 | 0 | 1553000000 | 1553000000 | 2488000000 | 2488000000 | 0 | 0 | 1195000000 | 1.479e-05 | 12930000000 | 0.65 | N/A | Yes | BEM | Hydrodynamics | (with | Morison | drag) | 0 | 0 | 0 | 281 | 1.97 | -3.412 | -9.45 | 1 | 0 | 0 | 0 | 0 | 141 | 151 | 152 | 141 | 141 | 1c | 0 | 141 | 2.10E+11 | 8.08E+10 | 7850 | 1 | 0.02 |  | 281 | 272 | 219 | 281 | 281 | 1c | 0 | 0 | 281 | 2.10E+11 | 8.08E+10 | 7850 | 1.3 | 0.01
| 282 | 4 | -3.94 | 0 | 0 |  | 141.2 | 152 | 1 | 20 | Floater | No | 0 | 6.158e-05 | 0 | 0 | 1553000000 | 1553000000 | 2488000000 | 2488000000 | 0 | 0 | 1195000000 | 1.479e-05 | 12930000000 | 0.65 | N/A | Yes | BEM | Hydrodynamics | (with | Morison | drag) | 0 | 0 | 0 | 282 | -3.94 | 0 | 4 | 1 | 0 | 0 | 0 | 0 | [14 empty] | 282 | 219 | 282 | 282 | 282 | 1c | 0 | 0 | 282 | 2.10E+11 | 8.08E+10 | 7850 | 1.3 | 0.01
| 283 | -9.45 | -3.94 | 0 | 0 |  | 142.1 | 152 | 1 | 20 | Floater | No | 0 | 6.158e-05 | 0 | 0 | 1553000000 | 1553000000 | 2488000000 | 2488000000 | 0 | 0 | 1195000000 | 1.479e-05 | 12930000000 | 0.65 | N/A | Yes | BEM | Hydrodynamics | (with | Morison | drag) | 0 | 0 | 0 | 283 | -3.94 | 0 | -9.45 | 1 | 0 | 0 | 0 | 0 | 142 | 152 | 153 | 142 | 142 | 1c | 0 | 142 | 2.10E+11 | 8.08E+10 | 7850 | 1 | 0.02 |  | 283 | 220 | 168 | 283 | 283 | 1c | 0 | 0 | 283 | 2.10E+11 | 8.08E+10 | 7850 | 1.3 | 0.01
| 284 | 4 | 1.97 | 3.412 | 0 |  | 142.2 | 153 | 1 | 20 | Floater | No | 0 | 6.158e-05 | 0 | 0 | 1553000000 | 1553000000 | 2488000000 | 2488000000 | 0 | 0 | 1195000000 | 1.479e-05 | 12930000000 | 0.65 | N/A | Yes | BEM | Hydrodynamics | (with | Morison | drag) | 0 | 0 | 0 | 284 | 1.97 | 3.412 | 4 | 1 | 0 | 0 | 0 | 0 | [14 empty] | 284 | 273 | 221 | 284 | 284 | 1c | 0 | 0 | 284 | 2.10E+11 | 8.08E+10 | 7850 | 1.3 | 0.01
| 285 | -9.45 | 1.97 | 3.412 | 0 |  | 143.1 | 153 | 1 | 20 | Floater | No | 0 | 6.158e-05 | 0 | 0 | 1553000000 | 1553000000 | 2488000000 | 2488000000 | 0 | 0 | 1195000000 | 1.479e-05 | 12930000000 | 0.65 | N/A | Yes | BEM | Hydrodynamics | (with | Morison | drag) | 0 | 0 | 0 | 285 | 1.97 | 3.412 | -9.45 | 1 | 0 | 0 | 0 | 0 | 143 | 153 | 154 | 143 | 143 | 1c | 0 | 143 | 2.10E+11 | 8.08E+10 | 7850 | 1 | 0.02 |  | 285 | 221 | 280 | 285 | 285 | 1c | 0 | 0 | 285 | 2.10E+11 | 8.08E+10 | 7850 | 1.3 | 0.01
| 250 | [5 empty] | 143.2 | 154 | 1 | 20 | Floater | No | 0 | 6.158e-05 | 0 | 0 | 1553000000 | 1553000000 | 2488000000 | 2488000000 | 0 | 0 | 1195000000 | 1.479e-05 | 12930000000 | 0.65 | N/A | Yes | BEM | Hydrodynamics | (with | Morison | drag) | 0 | 0 | 0 | 250 | [22 empty] | 286 | 222 | 175 | 286 | 286 | 1c | 0 | 0 | 286 | 2.10E+11 | 8.08E+10 | 7850 | 1.3 | 0.01
[7 empty] | 144.1 | 154 | 1 | 20 | Floater | No | 0 | 6.158e-05 | 0 | 0 | 1553000000 | 1553000000 | 2488000000 | 2488000000 | 0 | 0 | 1195000000 | 1.479e-05 | 12930000000 | 0.65 | N/A | Yes | BEM | Hydrodynamics | (with | Morison | drag) | 0 | 0 | 0 | [9 empty] | 144 | 154 | 155 | 144 | 144 | 1c | 0 | 144 | 2.10E+11 | 8.08E+10 | 7850 | 1 | 0.02 |  | 287 | 101 | 265 | 287 | 287 | 1c | 0 | 0 | 287 | 2.10E+11 | 8.08E+10 | 7850 | 0.5 | 0.01
[7 empty] | 144.2 | 155 | 1 | 20 | Floater | No | 0 | 6.158e-05 | 0 | 0 | 1553000000 | 1553000000 | 2488000000 | 2488000000 | 0 | 0 | 1195000000 | 1.479e-05 | 12930000000 | 0.65 | N/A | Yes | BEM | Hydrodynamics | (with | Morison | drag) | 0 | 0 | 0 | [23 empty] | 288 | 265 | 278 | 288 | 288 | 1c | 0 | 0 | 288 | 2.10E+11 | 8.08E+10 | 7850 | 0.5 | 0.01
[7 empty] | 145.1 | 155 | 1 | 20 | Floater | No | 0 | 6.158e-05 | 0 | 0 | 1553000000 | 1553000000 | 2488000000 | 2488000000 | 0 | 0 | 1195000000 | 1.479e-05 | 12930000000 | 0.65 | N/A | Yes | BEM | Hydrodynamics | (with | Morison | drag) | 0 | 0 | 0 | [9 empty] | 145 | 155 | 156 | 145 | 145 | 1c | 0 | 145 | 2.10E+11 | 8.08E+10 | 7850 | 1 | 0.02 |  | 289 | 266 | 274 | 289 | 289 | 1c | 0 | 0 | 289 | 2.10E+11 | 8.08E+10 | 7850 | 1.3 | 0.01
[7 empty] | 145.2 | 156 | 1 | 20 | Floater | No | 0 | 6.158e-05 | 0 | 0 | 1553000000 | 1553000000 | 2488000000 | 2488000000 | 0 | 0 | 1195000000 | 1.479e-05 | 12930000000 | 0.65 | N/A | Yes | BEM | Hydrodynamics | (with | Morison | drag) | 0 | 0 | 0 | [23 empty] | 290 | 112 | 267 | 290 | 290 | 1c | 0 | 0 | 290 | 2.10E+11 | 8.08E+10 | 7850 | 0.5 | 0.01
[7 empty] | 146.1 | 156 | 1 | 20 | Floater | No | 0 | 6.158e-05 | 0 | 0 | 1553000000 | 1553000000 | 2488000000 | 2488000000 | 0 | 0 | 1195000000 | 1.479e-05 | 12930000000 | 0.65 | N/A | Yes | BEM | Hydrodynamics | (with | Morison | drag) | 0 | 0 | 0 | [9 empty] | 146 | 156 | 157 | 146 | 146 | 1c | 0 | 146 | 2.10E+11 | 8.08E+10 | 7850 | 1 | 0.02 |  | 291 | 267 | 277 | 291 | 291 | 1c | 0 | 0 | 291 | 2.10E+11 | 8.08E+10 | 7850 | 0.5 | 0.01
[7 empty] | 146.2 | 157 | 1 | 20 | Floater | No | 0 | 6.158e-05 | 0 | 0 | 1553000000 | 1553000000 | 2488000000 | 2488000000 | 0 | 0 | 1195000000 | 1.479e-05 | 12930000000 | 0.65 | N/A | Yes | BEM | Hydrodynamics | (with | Morison | drag) | 0 | 0 | 0 | [23 empty] | 292 | 268 | 275 | 292 | 292 | 1c | 0 | 0 | 292 | 2.10E+11 | 8.08E+10 | 7850 | 1.3 | 0.01
[7 empty] | 147.1 | 157 | 1 | 20 | Floater | No | 0 | 6.158e-05 | 0 | 0 | 1553000000 | 1553000000 | 2488000000 | 2488000000 | 0 | 0 | 1195000000 | 1.479e-05 | 12930000000 | 0.65 | N/A | Yes | BEM | Hydrodynamics | (with | Morison | drag) | 0 | 0 | 0 | [9 empty] | 147 | 157 | 158 | 147 | 147 | 1c | 0 | 147 | 2.10E+11 | 8.08E+10 | 7850 | 1 | 0.02 |  | 293 | 119 | 269 | 293 | 293 | 1c | 0 | 0 | 293 | 2.10E+11 | 8.08E+10 | 7850 | 0.5 | 0.01
[7 empty] | 147.2 | 158 | 1 | 20 | Floater | No | 0 | 6.158e-05 | 0 | 0 | 1553000000 | 1553000000 | 2488000000 | 2488000000 | 0 | 0 | 1195000000 | 1.479e-05 | 12930000000 | 0.65 | N/A | Yes | BEM | Hydrodynamics | (with | Morison | drag) | 0 | 0 | 0 | [23 empty] | 294 | 269 | 279 | 294 | 294 | 1c | 0 | 0 | 294 | 2.10E+11 | 8.08E+10 | 7850 | 0.5 | 0.01
[7 empty] | 148.1 | 158 | 1 | 20 | Floater | No | 0 | 6.158e-05 | 0 | 0 | 1553000000 | 1553000000 | 2488000000 | 2488000000 | 0 | 0 | 1195000000 | 1.479e-05 | 12930000000 | 0.65 | N/A | Yes | BEM | Hydrodynamics | (with | Morison | drag) | 0 | 0 | 0 | [9 empty] | 148 | 158 | 159 | 148 | 148 | 1c | 0 | 148 | 2.10E+11 | 8.08E+10 | 7850 | 1 | 0.02 |  | 295 | 270 | 276 | 295 | 295 | 1c | 0 | 0 | 295 | 2.10E+11 | 8.08E+10 | 7850 | 1.3 | 0.01
[7 empty] | 148.2 | 159 | 1 | 20 | Floater | No | 0 | 6.158e-05 | 0 | 0 | 1553000000 | 1553000000 | 2488000000 | 2488000000 | 0 | 0 | 1195000000 | 1.479e-05 | 12930000000 | 0.65 | N/A | Yes | BEM | Hydrodynamics | (with | Morison | drag) | 0 | 0 | 0 | [22 empty] | 29 | 296 | 257 | 258 | 296 | 296 | 1c | 0 | 0 | 296 | 2.10E+11 | 8.08E+10 | 7850 | 4.144 | 0.023
[7 empty] | 149.1 | 159 | 1 | 20 | Floater | No | 0 | 6.158e-05 | 0 | 0 | 1553000000 | 1553000000 | 2488000000 | 2488000000 | 0 | 0 | 1195000000 | 1.479e-05 | 12930000000 | 0.65 | N/A | Yes | BEM | Hydrodynamics | (with | Morison | drag) | 0 | 0 | 0 | [9 empty] | 149 | 159 | 17 | 149 | 149 | 1c | 0 | 149 | 2.10E+11 | 8.08E+10 | 7850 | 1 | 0.02 | 30 | 297 | 258 | 259 | 297 | 297 | 1c | 0 | 0 | 297 | 2.10E+11 | 8.08E+10 | 7850 | 4.001 | 0.023
[7 empty] | 149.2 | 17 | 1 | 20 | Floater | No | 0 | 6.158e-05 | 0 | 0 | 1553000000 | 1553000000 | 2488000000 | 2488000000 | 0 | 0 | 1195000000 | 1.479e-05 | 12930000000 | 0.65 | N/A | Yes | BEM | Hydrodynamics | (with | Morison | drag) | 0 | 0 | 0 | [22 empty] | 31 | 298 | 259 | 260 | 298 | 298 | 1c | 0 | 0 | 298 | 2.10E+11 | 8.08E+10 | 7850 | 3.858 | 0.021
[7 empty] | 150.1 | 17 | 1.3 | 20 | Floater | No | 0 | 8.042e-05 | 0 | 0 | 3460000000 | 3460000000 | 3249000000 | 3249000000 | 0 | 0 | 2662000000 | 3.295e-05 | 16890000000 | 0.65 | N/A | Yes | BEM | Hydrodynamics | (with | Morison | drag) | 0 | 0 | 0 | [9 empty] | 150 | 17 | 160 | 150 | 150 | 1c | 0 | 150 | 2.10E+11 | 8.08E+10 | 7850 | 1.3 | 0.02 | 32 | 299 | 260 | 261 | 299 | 299 | 1c | 0 | 0 | 299 | 2.10E+11 | 8.08E+10 | 7850 | 3.715 | 0.02
[7 empty] | 150.2 | 160 | 1.3 | 20 | Floater | No | 0 | 8.042e-05 | 0 | 0 | 3460000000 | 3460000000 | 3249000000 | 3249000000 | 0 | 0 | 2662000000 | 3.295e-05 | 16890000000 | 0.65 | N/A | Yes | BEM | Hydrodynamics | (with | Morison | drag) | 0 | 0 | 0 | [22 empty] | 33 | 300 | 261 | 262 | 300 | 300 | 1c | 0 | 0 | 300 | 2.10E+11 | 8.08E+10 | 7850 | 3.572 | 0.019
[7 empty] | 151.1 | 160 | 1.3 | 20 | Floater | No | 0 | 8.042e-05 | 0 | 0 | 3460000000 | 3460000000 | 3249000000 | 3249000000 | 0 | 0 | 2662000000 | 3.295e-05 | 16890000000 | 0.65 | N/A | Yes | BEM | Hydrodynamics | (with | Morison | drag) | 0 | 0 | 0 | [9 empty] | 151 | 160 | 161 | 151 | 151 | 1c | 0 | 151 | 2.10E+11 | 8.08E+10 | 7850 | 1.3 | 0.02 | 34 | 301 | 262 | 263 | 301 | 301 | 1c | 0 | 0 | 301 | 2.10E+11 | 8.08E+10 | 7850 | 3.442 | 0.018
[7 empty] | 151.2 | 161 | 1.3 | 20 | Floater | No | 0 | 8.042e-05 | 0 | 0 | 3460000000 | 3460000000 | 3249000000 | 3249000000 | 0 | 0 | 2662000000 | 3.295e-05 | 16890000000 | 0.65 | N/A | Yes | BEM | Hydrodynamics | (with | Morison | drag) | 0 | 0 | 0 | [22 empty] | 35 | 302 | 263 | 264 | 302 | 302 | 1c | 0 | 0 | 302 | 2.10E+11 | 8.08E+10 | 7850 | 3.311 | 0.018
[7 empty] | 152.1 | 161 | 1.3 | 20 | Floater | No | 0 | 8.042e-05 | 0 | 0 | 3460000000 | 3460000000 | 3249000000 | 3249000000 | 0 | 0 | 2662000000 | 3.295e-05 | 16890000000 | 0.65 | N/A | Yes | BEM | Hydrodynamics | (with | Morison | drag) | 0 | 0 | 0 | [9 empty] | 152 | 161 | 162 | 152 | 152 | 1c | 0 | 152 | 2.10E+11 | 8.08E+10 | 7850 | 1.3 | 0.02 |  | 303 | 271 | 105 | 303 | 303 | 1c | 0 | 0 | 303 | 2.10E+11 | 8.08E+10 | 7850 | 1.3 | 0.01
[7 empty] | 152.2 | 162 | 1.3 | 20 | Floater | No | 0 | 8.042e-05 | 0 | 0 | 3460000000 | 3460000000 | 3249000000 | 3249000000 | 0 | 0 | 2662000000 | 3.295e-05 | 16890000000 | 0.65 | N/A | Yes | BEM | Hydrodynamics | (with | Morison | drag) | 0 | 0 | 0 | [23 empty] | 304 | 272 | 108 | 304 | 304 | 1c | 0 | 0 | 304 | 2.10E+11 | 8.08E+10 | 7850 | 1.3 | 0.01
[7 empty] | 153.1 | 162 | 1.3 | 20 | Floater | No | 0 | 8.042e-05 | 0 | 0 | 3460000000 | 3460000000 | 3249000000 | 3249000000 | 0 | 0 | 2662000000 | 3.295e-05 | 16890000000 | 0.65 | N/A | Yes | BEM | Hydrodynamics | (with | Morison | drag) | 0 | 0 | 0 | [9 empty] | 153 | 162 | 163 | 153 | 153 | 1c | 0 | 153 | 2.10E+11 | 8.08E+10 | 7850 | 1.3 | 0.02 |  | 305 | 273 | 115 | 305 | 305 | 1c | 0 | 0 | 305 | 2.10E+11 | 8.08E+10 | 7850 | 1.3 | 0.01
[7 empty] | 153.2 | 163 | 1.3 | 20 | Floater | No | 0 | 8.042e-05 | 0 | 0 | 3460000000 | 3460000000 | 3249000000 | 3249000000 | 0 | 0 | 2662000000 | 3.295e-05 | 16890000000 | 0.65 | N/A | Yes | BEM | Hydrodynamics | (with | Morison | drag) | 0 | 0 | 0 | [23 empty] | 306 | 274 | 161 | 306 | 306 | 1c | 0 | 0 | 306 | 2.10E+11 | 8.08E+10 | 7850 | 1.3 | 0.01
[7 empty] | 154.1 | 163 | 1.3 | 20 | Floater | No | 0 | 8.042e-05 | 0 | 0 | 3460000000 | 3460000000 | 3249000000 | 3249000000 | 0 | 0 | 2662000000 | 3.295e-05 | 16890000000 | 0.65 | N/A | Yes | BEM | Hydrodynamics | (with | Morison | drag) | 0 | 0 | 0 | [9 empty] | 154 | 163 | 164 | 154 | 154 | 1c | 0 | 154 | 2.10E+11 | 8.08E+10 | 7850 | 1.3 | 0.02 |  | 307 | 275 | 172 | 307 | 307 | 1c | 0 | 0 | 307 | 2.10E+11 | 8.08E+10 | 7850 | 1.3 | 0.01
[7 empty] | 154.2 | 164 | 1.3 | 20 | Floater | No | 0 | 8.042e-05 | 0 | 0 | 3460000000 | 3460000000 | 3249000000 | 3249000000 | 0 | 0 | 2662000000 | 3.295e-05 | 16890000000 | 0.65 | N/A | Yes | BEM | Hydrodynamics | (with | Morison | drag) | 0 | 0 | 0 | [23 empty] | 308 | 276 | 179 | 308 | 308 | 1c | 0 | 0 | 308 | 2.10E+11 | 8.08E+10 | 7850 | 1.3 | 0.01
[7 empty] | 155.1 | 164 | 1.3 | 20 | Floater | No | 0 | 8.042e-05 | 0 | 0 | 3460000000 | 3460000000 | 3249000000 | 3249000000 | 0 | 0 | 2662000000 | 3.295e-05 | 16890000000 | 0.65 | N/A | Yes | BEM | Hydrodynamics | (with | Morison | drag) | 0 | 0 | 0 | [9 empty] | 155 | 164 | 165 | 155 | 155 | 1c | 0 | 155 | 2.10E+11 | 8.08E+10 | 7850 | 1.3 | 0.02 |  | 309 | 277 | 268 | 309 | 309 | 1c | 0 | 0 | 309 | 2.10E+11 | 8.08E+10 | 7850 | 0.5 | 0.01
[7 empty] | 155.2 | 165 | 1.3 | 20 | Floater | No | 0 | 8.042e-05 | 0 | 0 | 3460000000 | 3460000000 | 3249000000 | 3249000000 | 0 | 0 | 2662000000 | 3.295e-05 | 16890000000 | 0.65 | N/A | Yes | BEM | Hydrodynamics | (with | Morison | drag) | 0 | 0 | 0 | [23 empty] | 310 | 278 | 266 | 310 | 310 | 1c | 0 | 0 | 310 | 2.10E+11 | 8.08E+10 | 7850 | 0.5 | 0.01
[7 empty] | 156.1 | 165 | 1.3 | 20 | Floater | No | 0 | 8.042e-05 | 0 | 0 | 3460000000 | 3460000000 | 3249000000 | 3249000000 | 0 | 0 | 2662000000 | 3.295e-05 | 16890000000 | 0.65 | N/A | Yes | BEM | Hydrodynamics | (with | Morison | drag) | 0 | 0 | 0 | [9 empty] | 156 | 165 | 166 | 156 | 156 | 1c | 0 | 156 | 2.10E+11 | 8.08E+10 | 7850 | 1.3 | 0.02 |  | 311 | 279 | 270 | 311 | 311 | 1c | 0 | 0 | 311 | 2.10E+11 | 8.08E+10 | 7850 | 0.5 | 0.01
[7 empty] | 156.2 | 166 | 1.3 | 20 | Floater | No | 0 | 8.042e-05 | 0 | 0 | 3460000000 | 3460000000 | 3249000000 | 3249000000 | 0 | 0 | 2662000000 | 3.295e-05 | 16890000000 | 0.65 | N/A | Yes | BEM | Hydrodynamics | (with | Morison | drag) | 0 | 0 | 0 | [23 empty] | 312 | 280 | 281 | 312 | 312 | 1c | 0 | 0 | 312 | 2.10E+11 | 8.08E+10 | 7850 | 0.5 | 0.01
[7 empty] | 157.1 | 166 | 1.3 | 20 | Floater | No | 0 | 8.042e-05 | 0 | 0 | 3460000000 | 3460000000 | 3249000000 | 3249000000 | 0 | 0 | 2662000000 | 3.295e-05 | 16890000000 | 0.65 | N/A | Yes | BEM | Hydrodynamics | (with | Morison | drag) | 0 | 0 | 0 | [9 empty] | 157 | 166 | 2 | 157 | 157 | 1c | 0 | 157 | 2.10E+11 | 8.08E+10 | 7850 | 1.3 | 0.02 |  | 313 | 281 | 222 | 313 | 313 | 1c | 0 | 0 | 313 | 2.10E+11 | 8.08E+10 | 7850 | 0.5 | 0.01
[7 empty] | 157.2 | 2 | 1.3 | 20 | Floater | No | 0 | 8.042e-05 | 0 | 0 | 3460000000 | 3460000000 | 3249000000 | 3249000000 | 0 | 0 | 2662000000 | 3.295e-05 | 16890000000 | 0.65 | N/A | Yes | BEM | Hydrodynamics | (with | Morison | drag) | 0 | 0 | 0 | [23 empty] | 314 | 282 | 283 | 314 | 314 | 1c | 0 | 0 | 314 | 2.10E+11 | 8.08E+10 | 7850 | 0.5 | 0.01
[7 empty] | 158.1 | 2 | 1.3 | 20 | Floater | No | 0 | 8.042e-05 | 0 | 0 | 3460000000 | 3460000000 | 3249000000 | 3249000000 | 0 | 0 | 2662000000 | 3.295e-05 | 16890000000 | 0.65 | N/A | Yes | BEM | Hydrodynamics | (with | Morison | drag) | 0 | 0 | 0 | [9 empty] | 158 | 2 | 167 | 158 | 158 | 1c | 0 | 158 | 2.10E+11 | 8.08E+10 | 7850 | 1.3 | 0.02 |  | 315 | 283 | 220 | 315 | 315 | 1c | 0 | 0 | 315 | 2.10E+11 | 8.08E+10 | 7850 | 0.5 | 0.01
[7 empty] | 158.2 | 167 | 1.3 | 20 | Floater | No | 0 | 8.042e-05 | 0 | 0 | 3460000000 | 3460000000 | 3249000000 | 3249000000 | 0 | 0 | 2662000000 | 3.295e-05 | 16890000000 | 0.65 | N/A | Yes | BEM | Hydrodynamics | (with | Morison | drag) | 0 | 0 | 0 | [23 empty] | 316 | 284 | 285 | 316 | 316 | 1c | 0 | 0 | 316 | 2.10E+11 | 8.08E+10 | 7850 | 0.5 | 0.01
[7 empty] | 159.1 | 167 | 1.3 | 20 | Floater | No | 0 | 8.042e-05 | 0 | 0 | 3460000000 | 3460000000 | 3249000000 | 3249000000 | 0 | 0 | 2662000000 | 3.295e-05 | 16890000000 | 0.65 | N/A | Yes | BEM | Hydrodynamics | (with | Morison | drag) | 0 | 0 | 0 | [9 empty] | 159 | 167 | 168 | 159 | 159 | 1c | 0 | 159 | 2.10E+11 | 8.08E+10 | 7850 | 1.3 | 0.02 |  | 317 | 285 | 218 | 317 | 317 | 1c | 0 | 0 | 317 | 2.10E+11 | 8.08E+10 | 7850 | 0.5 | 0.01
[7 empty] | 159.2 | 168 | 1.3 | 20 | Floater | No | 0 | 8.042e-05 | 0 | 0 | 3460000000 | 3460000000 | 3249000000 | 3249000000 | 0 | 0 | 2662000000 | 3.295e-05 | 16890000000 | 0.65 | N/A | Yes | BEM | Hydrodynamics | (with | Morison | drag) | 0 | 0 | 0 | [23 empty] | 282
[7 empty] | 160.1 | 168 | 1.3 | 20 | Floater | No | 0 | 8.042e-05 | 0 | 0 | 3460000000 | 3460000000 | 3249000000 | 3249000000 | 0 | 0 | 2662000000 | 3.295e-05 | 16890000000 | 0.65 | N/A | Yes | BEM | Hydrodynamics | (with | Morison | drag) | 0 | 0 | 0 | [9 empty] | 160 | 168 | 169 | 160 | 160 | 1c | 0 | 160 | 2.10E+11 | 8.08E+10 | 7850 | 1.3 | 0.02
[7 empty] | 160.2 | 169 | 1.3 | 20 | Floater | No | 0 | 8.042e-05 | 0 | 0 | 3460000000 | 3460000000 | 3249000000 | 3249000000 | 0 | 0 | 2662000000 | 3.295e-05 | 16890000000 | 0.65 | N/A | Yes | BEM | Hydrodynamics | (with | Morison | drag) | 0 | 0 | 0
[7 empty] | 161.1 | 169 | 1.3 | 20 | Floater | No | 0 | 8.042e-05 | 0 | 0 | 3460000000 | 3460000000 | 3249000000 | 3249000000 | 0 | 0 | 2662000000 | 3.295e-05 | 16890000000 | 0.65 | N/A | Yes | BEM | Hydrodynamics | (with | Morison | drag) | 0 | 0 | 0 | [9 empty] | 161 | 169 | 170 | 161 | 161 | 1c | 0 | 161 | 2.10E+11 | 8.08E+10 | 7850 | 1.3 | 0.02
[7 empty] | 161.2 | 170 | 1.3 | 20 | Floater | No | 0 | 8.042e-05 | 0 | 0 | 3460000000 | 3460000000 | 3249000000 | 3249000000 | 0 | 0 | 2662000000 | 3.295e-05 | 16890000000 | 0.65 | N/A | Yes | BEM | Hydrodynamics | (with | Morison | drag) | 0 | 0 | 0
[7 empty] | 162.1 | 170 | 1.3 | 20 | Floater | No | 0 | 8.042e-05 | 0 | 0 | 3460000000 | 3460000000 | 3249000000 | 3249000000 | 0 | 0 | 2662000000 | 3.295e-05 | 16890000000 | 0.65 | N/A | Yes | BEM | Hydrodynamics | (with | Morison | drag) | 0 | 0 | 0 | [9 empty] | 162 | 170 | 171 | 162 | 162 | 1c | 0 | 162 | 2.10E+11 | 8.08E+10 | 7850 | 1.3 | 0.02
[7 empty] | 162.2 | 171 | 1.3 | 20 | Floater | No | 0 | 8.042e-05 | 0 | 0 | 3460000000 | 3460000000 | 3249000000 | 3249000000 | 0 | 0 | 2662000000 | 3.295e-05 | 16890000000 | 0.65 | N/A | Yes | BEM | Hydrodynamics | (with | Morison | drag) | 0 | 0 | 0
[7 empty] | 163.1 | 171 | 1.3 | 20 | Floater | No | 0 | 8.042e-05 | 0 | 0 | 3460000000 | 3460000000 | 3249000000 | 3249000000 | 0 | 0 | 2662000000 | 3.295e-05 | 16890000000 | 0.65 | N/A | Yes | BEM | Hydrodynamics | (with | Morison | drag) | 0 | 0 | 0 | [9 empty] | 163 | 171 | 172 | 163 | 163 | 1c | 0 | 163 | 2.10E+11 | 8.08E+10 | 7850 | 1.3 | 0.02
[7 empty] | 163.2 | 172 | 1.3 | 20 | Floater | No | 0 | 8.042e-05 | 0 | 0 | 3460000000 | 3460000000 | 3249000000 | 3249000000 | 0 | 0 | 2662000000 | 3.295e-05 | 16890000000 | 0.65 | N/A | Yes | BEM | Hydrodynamics | (with | Morison | drag) | 0 | 0 | 0
[7 empty] | 164.1 | 172 | 1.3 | 20 | Floater | No | 0 | 8.042e-05 | 0 | 0 | 3460000000 | 3460000000 | 3249000000 | 3249000000 | 0 | 0 | 2662000000 | 3.295e-05 | 16890000000 | 0.65 | N/A | Yes | BEM | Hydrodynamics | (with | Morison | drag) | 0 | 0 | 0 | [9 empty] | 164 | 172 | 173 | 164 | 164 | 1c | 0 | 164 | 2.10E+11 | 8.08E+10 | 7850 | 1.3 | 0.02
[7 empty] | 164.2 | 173 | 1.3 | 20 | Floater | No | 0 | 8.042e-05 | 0 | 0 | 3460000000 | 3460000000 | 3249000000 | 3249000000 | 0 | 0 | 2662000000 | 3.295e-05 | 16890000000 | 0.65 | N/A | Yes | BEM | Hydrodynamics | (with | Morison | drag) | 0 | 0 | 0
[7 empty] | 165.1 | 173 | 1.3 | 20 | Floater | No | 0 | 8.042e-05 | 0 | 0 | 3460000000 | 3460000000 | 3249000000 | 3249000000 | 0 | 0 | 2662000000 | 3.295e-05 | 16890000000 | 0.65 | N/A | Yes | BEM | Hydrodynamics | (with | Morison | drag) | 0 | 0 | 0 | [9 empty] | 165 | 173 | 32 | 165 | 165 | 1c | 0 | 165 | 2.10E+11 | 8.08E+10 | 7850 | 1.3 | 0.02
[7 empty] | 165.2 | 32 | 1.3 | 20 | Floater | No | 0 | 8.042e-05 | 0 | 0 | 3460000000 | 3460000000 | 3249000000 | 3249000000 | 0 | 0 | 2662000000 | 3.295e-05 | 16890000000 | 0.65 | N/A | Yes | BEM | Hydrodynamics | (with | Morison | drag) | 0 | 0 | 0
[7 empty] | 166.1 | 2 | 1.3 | 20 | Floater | No | 0 | 8.042e-05 | 0 | 0 | 3460000000 | 3460000000 | 3249000000 | 3249000000 | 0 | 0 | 2662000000 | 3.295e-05 | 16890000000 | 0.65 | N/A | Yes | BEM | Hydrodynamics | (with | Morison | drag) | 0 | 0 | 0 | [9 empty] | 166 | 2 | 174 | 166 | 166 | 1c | 0 | 166 | 2.10E+11 | 8.08E+10 | 7850 | 1.3 | 0.02
[7 empty] | 166.2 | 174 | 1.3 | 20 | Floater | No | 0 | 8.042e-05 | 0 | 0 | 3460000000 | 3460000000 | 3249000000 | 3249000000 | 0 | 0 | 2662000000 | 3.295e-05 | 16890000000 | 0.65 | N/A | Yes | BEM | Hydrodynamics | (with | Morison | drag) | 0 | 0 | 0
[7 empty] | 167.1 | 174 | 1.3 | 20 | Floater | No | 0 | 8.042e-05 | 0 | 0 | 3460000000 | 3460000000 | 3249000000 | 3249000000 | 0 | 0 | 2662000000 | 3.295e-05 | 16890000000 | 0.65 | N/A | Yes | BEM | Hydrodynamics | (with | Morison | drag) | 0 | 0 | 0 | [9 empty] | 167 | 174 | 175 | 167 | 167 | 1c | 0 | 167 | 2.10E+11 | 8.08E+10 | 7850 | 1.3 | 0.02
[7 empty] | 167.2 | 175 | 1.3 | 20 | Floater | No | 0 | 8.042e-05 | 0 | 0 | 3460000000 | 3460000000 | 3249000000 | 3249000000 | 0 | 0 | 2662000000 | 3.295e-05 | 16890000000 | 0.65 | N/A | Yes | BEM | Hydrodynamics | (with | Morison | drag) | 0 | 0 | 0
[7 empty] | 168.1 | 175 | 1.3 | 20 | Floater | No | 0 | 8.042e-05 | 0 | 0 | 3460000000 | 3460000000 | 3249000000 | 3249000000 | 0 | 0 | 2662000000 | 3.295e-05 | 16890000000 | 0.65 | N/A | Yes | BEM | Hydrodynamics | (with | Morison | drag) | 0 | 0 | 0 | [9 empty] | 168 | 175 | 176 | 168 | 168 | 1c | 0 | 168 | 2.10E+11 | 8.08E+10 | 7850 | 1.3 | 0.02
[7 empty] | 168.2 | 176 | 1.3 | 20 | Floater | No | 0 | 8.042e-05 | 0 | 0 | 3460000000 | 3460000000 | 3249000000 | 3249000000 | 0 | 0 | 2662000000 | 3.295e-05 | 16890000000 | 0.65 | N/A | Yes | BEM | Hydrodynamics | (with | Morison | drag) | 0 | 0 | 0
[7 empty] | 169.1 | 176 | 1.3 | 20 | Floater | No | 0 | 8.042e-05 | 0 | 0 | 3460000000 | 3460000000 | 3249000000 | 3249000000 | 0 | 0 | 2662000000 | 3.295e-05 | 16890000000 | 0.65 | N/A | Yes | BEM | Hydrodynamics | (with | Morison | drag) | 0 | 0 | 0 | [9 empty] | 169 | 176 | 177 | 169 | 169 | 1c | 0 | 169 | 2.10E+11 | 8.08E+10 | 7850 | 1.3 | 0.02
[7 empty] | 169.2 | 177 | 1.3 | 20 | Floater | No | 0 | 8.042e-05 | 0 | 0 | 3460000000 | 3460000000 | 3249000000 | 3249000000 | 0 | 0 | 2662000000 | 3.295e-05 | 16890000000 | 0.65 | N/A | Yes | BEM | Hydrodynamics | (with | Morison | drag) | 0 | 0 | 0
[7 empty] | 170.1 | 177 | 1.3 | 20 | Floater | No | 0 | 8.042e-05 | 0 | 0 | 3460000000 | 3460000000 | 3249000000 | 3249000000 | 0 | 0 | 2662000000 | 3.295e-05 | 16890000000 | 0.65 | N/A | Yes | BEM | Hydrodynamics | (with | Morison | drag) | 0 | 0 | 0 | [9 empty] | 170 | 177 | 178 | 170 | 170 | 1c | 0 | 170 | 2.10E+11 | 8.08E+10 | 7850 | 1.3 | 0.02
[7 empty] | 170.2 | 178 | 1.3 | 20 | Floater | No | 0 | 8.042e-05 | 0 | 0 | 3460000000 | 3460000000 | 3249000000 | 3249000000 | 0 | 0 | 2662000000 | 3.295e-05 | 16890000000 | 0.65 | N/A | Yes | BEM | Hydrodynamics | (with | Morison | drag) | 0 | 0 | 0
[7 empty] | 171.1 | 178 | 1.3 | 20 | Floater | No | 0 | 8.042e-05 | 0 | 0 | 3460000000 | 3460000000 | 3249000000 | 3249000000 | 0 | 0 | 2662000000 | 3.295e-05 | 16890000000 | 0.65 | N/A | Yes | BEM | Hydrodynamics | (with | Morison | drag) | 0 | 0 | 0 | [9 empty] | 171 | 178 | 179 | 171 | 171 | 1c | 0 | 171 | 2.10E+11 | 8.08E+10 | 7850 | 1.3 | 0.02
[7 empty] | 171.2 | 179 | 1.3 | 20 | Floater | No | 0 | 8.042e-05 | 0 | 0 | 3460000000 | 3460000000 | 3249000000 | 3249000000 | 0 | 0 | 2662000000 | 3.295e-05 | 16890000000 | 0.65 | N/A | Yes | BEM | Hydrodynamics | (with | Morison | drag) | 0 | 0 | 0
[7 empty] | 172.1 | 179 | 1.3 | 20 | Floater | No | 0 | 8.042e-05 | 0 | 0 | 3460000000 | 3460000000 | 3249000000 | 3249000000 | 0 | 0 | 2662000000 | 3.295e-05 | 16890000000 | 0.65 | N/A | Yes | BEM | Hydrodynamics | (with | Morison | drag) | 0 | 0 | 0 | [9 empty] | 172 | 179 | 180 | 172 | 172 | 1c | 0 | 172 | 2.10E+11 | 8.08E+10 | 7850 | 1.3 | 0.02
[7 empty] | 172.2 | 180 | 1.3 | 20 | Floater | No | 0 | 8.042e-05 | 0 | 0 | 3460000000 | 3460000000 | 3249000000 | 3249000000 | 0 | 0 | 2662000000 | 3.295e-05 | 16890000000 | 0.65 | N/A | Yes | BEM | Hydrodynamics | (with | Morison | drag) | 0 | 0 | 0
[7 empty] | 173.1 | 180 | 1.3 | 20 | Floater | No | 0 | 8.042e-05 | 0 | 0 | 3460000000 | 3460000000 | 3249000000 | 3249000000 | 0 | 0 | 2662000000 | 3.295e-05 | 16890000000 | 0.65 | N/A | Yes | BEM | Hydrodynamics | (with | Morison | drag) | 0 | 0 | 0 | [9 empty] | 173 | 180 | 47 | 173 | 173 | 1c | 0 | 173 | 2.10E+11 | 8.08E+10 | 7850 | 1.3 | 0.02
[7 empty] | 173.2 | 47 | 1.3 | 20 | Floater | No | 0 | 8.042e-05 | 0 | 0 | 3460000000 | 3460000000 | 3249000000 | 3249000000 | 0 | 0 | 2662000000 | 3.295e-05 | 16890000000 | 0.65 | N/A | Yes | BEM | Hydrodynamics | (with | Morison | drag) | 0 | 0 | 0
[7 empty] | 174.1 | 32 | 1 | 20 | Floater | No | 0 | 6.158e-05 | 0 | 0 | 1553000000 | 1553000000 | 2488000000 | 2488000000 | 0 | 0 | 1195000000 | 1.479e-05 | 12930000000 | 0.65 | N/A | Yes | BEM | Hydrodynamics | (with | Morison | drag) | 0 | 0 | 0 | [9 empty] | 174 | 32 | 134 | 174 | 174 | 1c | 0 | 174 | 2.10E+11 | 8.08E+10 | 7850 | 1 | 0.02
[7 empty] | 174.2 | 134 | 1 | 20 | Floater | No | 0 | 6.158e-05 | 0 | 0 | 1553000000 | 1553000000 | 2488000000 | 2488000000 | 0 | 0 | 1195000000 | 1.479e-05 | 12930000000 | 0.65 | N/A | Yes | BEM | Hydrodynamics | (with | Morison | drag) | 0 | 0 | 0
[7 empty] | 175.1 | 134 | 1 | 20 | Floater | No | 0 | 6.158e-05 | 0 | 0 | 1553000000 | 1553000000 | 2488000000 | 2488000000 | 0 | 0 | 1195000000 | 1.479e-05 | 12930000000 | 0.65 | N/A | Yes | BEM | Hydrodynamics | (with | Morison | drag) | 0 | 0 | 0 | [9 empty] | 175 | 134 | 135 | 175 | 175 | 1c | 0 | 175 | 2.10E+11 | 8.08E+10 | 7850 | 1 | 0.02
[7 empty] | 175.2 | 135 | 1 | 20 | Floater | No | 0 | 6.158e-05 | 0 | 0 | 1553000000 | 1553000000 | 2488000000 | 2488000000 | 0 | 0 | 1195000000 | 1.479e-05 | 12930000000 | 0.65 | N/A | Yes | BEM | Hydrodynamics | (with | Morison | drag) | 0 | 0 | 0
[7 empty] | 176.1 | 135 | 1 | 20 | Floater | No | 0 | 6.158e-05 | 0 | 0 | 1553000000 | 1553000000 | 2488000000 | 2488000000 | 0 | 0 | 1195000000 | 1.479e-05 | 12930000000 | 0.65 | N/A | Yes | BEM | Hydrodynamics | (with | Morison | drag) | 0 | 0 | 0 | [9 empty] | 176 | 135 | 136 | 176 | 176 | 1c | 0 | 176 | 2.10E+11 | 8.08E+10 | 7850 | 1 | 0.02
[7 empty] | 176.2 | 136 | 1 | 20 | Floater | No | 0 | 6.158e-05 | 0 | 0 | 1553000000 | 1553000000 | 2488000000 | 2488000000 | 0 | 0 | 1195000000 | 1.479e-05 | 12930000000 | 0.65 | N/A | Yes | BEM | Hydrodynamics | (with | Morison | drag) | 0 | 0 | 0
[7 empty] | 177.1 | 136 | 1 | 20 | Floater | No | 0 | 6.158e-05 | 0 | 0 | 1553000000 | 1553000000 | 2488000000 | 2488000000 | 0 | 0 | 1195000000 | 1.479e-05 | 12930000000 | 0.65 | N/A | Yes | BEM | Hydrodynamics | (with | Morison | drag) | 0 | 0 | 0 | [9 empty] | 177 | 136 | 137 | 177 | 177 | 1c | 0 | 177 | 2.10E+11 | 8.08E+10 | 7850 | 1 | 0.02
[7 empty] | 177.2 | 137 | 1 | 20 | Floater | No | 0 | 6.158e-05 | 0 | 0 | 1553000000 | 1553000000 | 2488000000 | 2488000000 | 0 | 0 | 1195000000 | 1.479e-05 | 12930000000 | 0.65 | N/A | Yes | BEM | Hydrodynamics | (with | Morison | drag) | 0 | 0 | 0
[7 empty] | 178.1 | 137 | 1 | 20 | Floater | No | 0 | 6.158e-05 | 0 | 0 | 1553000000 | 1553000000 | 2488000000 | 2488000000 | 0 | 0 | 1195000000 | 1.479e-05 | 12930000000 | 0.65 | N/A | Yes | BEM | Hydrodynamics | (with | Morison | drag) | 0 | 0 | 0 | [9 empty] | 178 | 137 | 138 | 178 | 178 | 1c | 0 | 178 | 2.10E+11 | 8.08E+10 | 7850 | 1 | 0.02
[7 empty] | 178.2 | 138 | 1 | 20 | Floater | No | 0 | 6.158e-05 | 0 | 0 | 1553000000 | 1553000000 | 2488000000 | 2488000000 | 0 | 0 | 1195000000 | 1.479e-05 | 12930000000 | 0.65 | N/A | Yes | BEM | Hydrodynamics | (with | Morison | drag) | 0 | 0 | 0
[7 empty] | 179.1 | 138 | 1 | 20 | Floater | No | 0 | 6.158e-05 | 0 | 0 | 1553000000 | 1553000000 | 2488000000 | 2488000000 | 0 | 0 | 1195000000 | 1.479e-05 | 12930000000 | 0.65 | N/A | Yes | BEM | Hydrodynamics | (with | Morison | drag) | 0 | 0 | 0 | [9 empty] | 179 | 138 | 139 | 179 | 179 | 1c | 0 | 179 | 2.10E+11 | 8.08E+10 | 7850 | 1 | 0.02
[7 empty] | 179.2 | 139 | 1 | 20 | Floater | No | 0 | 6.158e-05 | 0 | 0 | 1553000000 | 1553000000 | 2488000000 | 2488000000 | 0 | 0 | 1195000000 | 1.479e-05 | 12930000000 | 0.65 | N/A | Yes | BEM | Hydrodynamics | (with | Morison | drag) | 0 | 0 | 0
[7 empty] | 180.1 | 133 | 1 | 20 | Floater | No | 0 | 6.158e-05 | 0 | 0 | 1553000000 | 1553000000 | 2488000000 | 2488000000 | 0 | 0 | 1195000000 | 1.479e-05 | 12930000000 | 0.65 | N/A | Yes | BEM | Hydrodynamics | (with | Morison | drag) | 0 | 0 | 0 | [9 empty] | 180 | 133 | 140 | 180 | 180 | 1c | 0 | 180 | 2.10E+11 | 8.08E+10 | 7850 | 1 | 0.02
[7 empty] | 180.2 | 140 | 1 | 20 | Floater | No | 0 | 6.158e-05 | 0 | 0 | 1553000000 | 1553000000 | 2488000000 | 2488000000 | 0 | 0 | 1195000000 | 1.479e-05 | 12930000000 | 0.65 | N/A | Yes | BEM | Hydrodynamics | (with | Morison | drag) | 0 | 0 | 0
[7 empty] | 181.1 | 140 | 1 | 20 | Floater | No | 0 | 6.158e-05 | 0 | 0 | 1553000000 | 1553000000 | 2488000000 | 2488000000 | 0 | 0 | 1195000000 | 1.479e-05 | 12930000000 | 0.65 | N/A | Yes | BEM | Hydrodynamics | (with | Morison | drag) | 0 | 0 | 0 | [9 empty] | 181 | 140 | 141 | 181 | 181 | 1c | 0 | 181 | 2.10E+11 | 8.08E+10 | 7850 | 1 | 0.02
[7 empty] | 181.2 | 141 | 1 | 20 | Floater | No | 0 | 6.158e-05 | 0 | 0 | 1553000000 | 1553000000 | 2488000000 | 2488000000 | 0 | 0 | 1195000000 | 1.479e-05 | 12930000000 | 0.65 | N/A | Yes | BEM | Hydrodynamics | (with | Morison | drag) | 0 | 0 | 0
[7 empty] | 182.1 | 141 | 1 | 20 | Floater | No | 0 | 6.158e-05 | 0 | 0 | 1553000000 | 1553000000 | 2488000000 | 2488000000 | 0 | 0 | 1195000000 | 1.479e-05 | 12930000000 | 0.65 | N/A | Yes | BEM | Hydrodynamics | (with | Morison | drag) | 0 | 0 | 0 | [9 empty] | 182 | 141 | 142 | 182 | 182 | 1c | 0 | 182 | 2.10E+11 | 8.08E+10 | 7850 | 1 | 0.02
[7 empty] | 182.2 | 142 | 1 | 20 | Floater | No | 0 | 6.158e-05 | 0 | 0 | 1553000000 | 1553000000 | 2488000000 | 2488000000 | 0 | 0 | 1195000000 | 1.479e-05 | 12930000000 | 0.65 | N/A | Yes | BEM | Hydrodynamics | (with | Morison | drag) | 0 | 0 | 0
[7 empty] | 183.1 | 142 | 1 | 20 | Floater | No | 0 | 6.158e-05 | 0 | 0 | 1553000000 | 1553000000 | 2488000000 | 2488000000 | 0 | 0 | 1195000000 | 1.479e-05 | 12930000000 | 0.65 | N/A | Yes | BEM | Hydrodynamics | (with | Morison | drag) | 0 | 0 | 0 | [9 empty] | 183 | 142 | 143 | 183 | 183 | 1c | 0 | 183 | 2.10E+11 | 8.08E+10 | 7850 | 1 | 0.02
[7 empty] | 183.2 | 143 | 1 | 20 | Floater | No | 0 | 6.158e-05 | 0 | 0 | 1553000000 | 1553000000 | 2488000000 | 2488000000 | 0 | 0 | 1195000000 | 1.479e-05 | 12930000000 | 0.65 | N/A | Yes | BEM | Hydrodynamics | (with | Morison | drag) | 0 | 0 | 0
[7 empty] | 184.1 | 143 | 1 | 20 | Floater | No | 0 | 6.158e-05 | 0 | 0 | 1553000000 | 1553000000 | 2488000000 | 2488000000 | 0 | 0 | 1195000000 | 1.479e-05 | 12930000000 | 0.65 | N/A | Yes | BEM | Hydrodynamics | (with | Morison | drag) | 0 | 0 | 0 | [9 empty] | 184 | 143 | 144 | 184 | 184 | 1c | 0 | 184 | 2.10E+11 | 8.08E+10 | 7850 | 1 | 0.02
[7 empty] | 184.2 | 144 | 1 | 20 | Floater | No | 0 | 6.158e-05 | 0 | 0 | 1553000000 | 1553000000 | 2488000000 | 2488000000 | 0 | 0 | 1195000000 | 1.479e-05 | 12930000000 | 0.65 | N/A | Yes | BEM | Hydrodynamics | (with | Morison | drag) | 0 | 0 | 0
[7 empty] | 185.1 | 144 | 1 | 20 | Floater | No | 0 | 6.158e-05 | 0 | 0 | 1553000000 | 1553000000 | 2488000000 | 2488000000 | 0 | 0 | 1195000000 | 1.479e-05 | 12930000000 | 0.65 | N/A | Yes | BEM | Hydrodynamics | (with | Morison | drag) | 0 | 0 | 0 | [9 empty] | 185 | 144 | 145 | 185 | 185 | 1c | 0 | 185 | 2.10E+11 | 8.08E+10 | 7850 | 1 | 0.02
[7 empty] | 185.2 | 145 | 1 | 20 | Floater | No | 0 | 6.158e-05 | 0 | 0 | 1553000000 | 1553000000 | 2488000000 | 2488000000 | 0 | 0 | 1195000000 | 1.479e-05 | 12930000000 | 0.65 | N/A | Yes | BEM | Hydrodynamics | (with | Morison | drag) | 0 | 0 | 0
[7 empty] | 186.1 | 145 | 1 | 20 | Floater | No | 0 | 6.158e-05 | 0 | 0 | 1553000000 | 1553000000 | 2488000000 | 2488000000 | 0 | 0 | 1195000000 | 1.479e-05 | 12930000000 | 0.65 | N/A | Yes | BEM | Hydrodynamics | (with | Morison | drag) | 0 | 0 | 0 | [9 empty] | 186 | 145 | 146 | 186 | 186 | 1c | 0 | 186 | 2.10E+11 | 8.08E+10 | 7850 | 1 | 0.02
[7 empty] | 186.2 | 146 | 1 | 20 | Floater | No | 0 | 6.158e-05 | 0 | 0 | 1553000000 | 1553000000 | 2488000000 | 2488000000 | 0 | 0 | 1195000000 | 1.479e-05 | 12930000000 | 0.65 | N/A | Yes | BEM | Hydrodynamics | (with | Morison | drag) | 0 | 0 | 0
[7 empty] | 187.1 | 146 | 1 | 20 | Floater | No | 0 | 6.158e-05 | 0 | 0 | 1553000000 | 1553000000 | 2488000000 | 2488000000 | 0 | 0 | 1195000000 | 1.479e-05 | 12930000000 | 0.65 | N/A | Yes | BEM | Hydrodynamics | (with | Morison | drag) | 0 | 0 | 0 | [9 empty] | 187 | 146 | 47 | 187 | 187 | 1c | 0 | 187 | 2.10E+11 | 8.08E+10 | 7850 | 1 | 0.02
[7 empty] | 187.2 | 47 | 1 | 20 | Floater | No | 0 | 6.158e-05 | 0 | 0 | 1553000000 | 1553000000 | 2488000000 | 2488000000 | 0 | 0 | 1195000000 | 1.479e-05 | 12930000000 | 0.65 | N/A | Yes | BEM | Hydrodynamics | (with | Morison | drag) | 0 | 0 | 0
[7 empty] | 188.1 | 36 | 0.1 | 1 | Floater | No | 0 | 3.11e-07 | 0 | 0 | 80025.4 | 80025.4 | 12570000 | 12570000 | 0 | 0 | 61581.5 | 7.621e-10 | 65310000 | 0.65 | N/A | Yes | BEM | Hydrodynamics | (with | Morison | drag) | 0 | 0 | 0 | [9 empty] | 188 | 36 | 223 | 188 | 188 | 1c | 0 | 188 | 2.10E+11 | 8.08E+10 | 7850 | 0.1 | 0.001
[7 empty] | 188.2 | 223 | 0.1 | 1 | Floater | No | 0 | 3.11e-07 | 0 | 0 | 80025.4 | 80025.4 | 12570000 | 12570000 | 0 | 0 | 61581.5 | 7.621e-10 | 65310000 | 0.65 | N/A | Yes | BEM | Hydrodynamics | (with | Morison | drag) | 0 | 0 | 0
[7 empty] | 189.1 | 36 | 0.1 | 1 | Floater | No | 0 | 3.11e-07 | 0 | 0 | 80025.4 | 80025.4 | 12570000 | 12570000 | 0 | 0 | 61581.5 | 7.621e-10 | 65310000 | 0.65 | N/A | Yes | BEM | Hydrodynamics | (with | Morison | drag) | 0 | 0 | 0 | [9 empty] | 189 | 36 | 224 | 189 | 189 | 1c | 0 | 189 | 2.10E+11 | 8.08E+10 | 7850 | 0.1 | 0.001
[7 empty] | 189.2 | 224 | 0.1 | 1 | Floater | No | 0 | 3.11e-07 | 0 | 0 | 80025.4 | 80025.4 | 12570000 | 12570000 | 0 | 0 | 61581.5 | 7.621e-10 | 65310000 | 0.65 | N/A | Yes | BEM | Hydrodynamics | (with | Morison | drag) | 0 | 0 | 0
[7 empty] | 190.1 | 21 | 0.1 | 1 | Floater | No | 0 | 3.11e-07 | 0 | 0 | 80025.4 | 80025.4 | 12570000 | 12570000 | 0 | 0 | 61581.5 | 7.621e-10 | 65310000 | 0.65 | N/A | Yes | BEM | Hydrodynamics | (with | Morison | drag) | 0 | 0 | 0 | [9 empty] | 190 | 21 | 225 | 190 | 190 | 1c | 0 | 190 | 2.10E+11 | 8.08E+10 | 7850 | 0.1 | 0.001
[7 empty] | 190.2 | 225 | 0.1 | 1 | Floater | No | 0 | 3.11e-07 | 0 | 0 | 80025.4 | 80025.4 | 12570000 | 12570000 | 0 | 0 | 61581.5 | 7.621e-10 | 65310000 | 0.65 | N/A | Yes | BEM | Hydrodynamics | (with | Morison | drag) | 0 | 0 | 0
[7 empty] | 191.1 | 21 | 0.1 | 1 | Floater | No | 0 | 3.11e-07 | 0 | 0 | 80025.4 | 80025.4 | 12570000 | 12570000 | 0 | 0 | 61581.5 | 7.621e-10 | 65310000 | 0.65 | N/A | Yes | BEM | Hydrodynamics | (with | Morison | drag) | 0 | 0 | 0 | [9 empty] | 191 | 21 | 226 | 191 | 191 | 1c | 0 | 191 | 2.10E+11 | 8.08E+10 | 7850 | 0.1 | 0.001
[7 empty] | 191.2 | 226 | 0.1 | 1 | Floater | No | 0 | 3.11e-07 | 0 | 0 | 80025.4 | 80025.4 | 12570000 | 12570000 | 0 | 0 | 61581.5 | 7.621e-10 | 65310000 | 0.65 | N/A | Yes | BEM | Hydrodynamics | (with | Morison | drag) | 0 | 0 | 0
[7 empty] | 192.1 | 51 | 0.1 | 1 | Floater | No | 0 | 3.11e-07 | 0 | 0 | 80025.4 | 80025.4 | 12570000 | 12570000 | 0 | 0 | 61581.5 | 7.621e-10 | 65310000 | 0.65 | N/A | Yes | BEM | Hydrodynamics | (with | Morison | drag) | 0 | 0 | 0 | [9 empty] | 192 | 51 | 227 | 192 | 192 | 1c | 0 | 192 | 2.10E+11 | 8.08E+10 | 7850 | 0.1 | 0.001
[7 empty] | 192.2 | 227 | 0.1 | 1 | Floater | No | 0 | 3.11e-07 | 0 | 0 | 80025.4 | 80025.4 | 12570000 | 12570000 | 0 | 0 | 61581.5 | 7.621e-10 | 65310000 | 0.65 | N/A | Yes | BEM | Hydrodynamics | (with | Morison | drag) | 0 | 0 | 0
[7 empty] | 193.1 | 51 | 0.1 | 1 | Floater | No | 0 | 3.11e-07 | 0 | 0 | 80025.4 | 80025.4 | 12570000 | 12570000 | 0 | 0 | 61581.5 | 7.621e-10 | 65310000 | 0.65 | N/A | Yes | BEM | Hydrodynamics | (with | Morison | drag) | 0 | 0 | 0 | [9 empty] | 193 | 51 | 228 | 193 | 193 | 1c | 0 | 193 | 2.10E+11 | 8.08E+10 | 7850 | 0.1 | 0.001
[7 empty] | 193.2 | 228 | 0.1 | 1 | Floater | No | 0 | 3.11e-07 | 0 | 0 | 80025.4 | 80025.4 | 12570000 | 12570000 | 0 | 0 | 61581.5 | 7.621e-10 | 65310000 | 0.65 | N/A | Yes | BEM | Hydrodynamics | (with | Morison | drag) | 0 | 0 | 0
[7 empty] | 194.1 | 15 | 5 | 35 | Floater | No | 0 | 0.0005459 | 0 | 0 | 353300000000 | 353300000000 | 22060000000 | 22060000000 | 0 | 0 | 271900000000 | 0.003365 | 114600000000 | 0.65 | N/A | Yes | BEM | Hydrodynamics | (with | Morison | drag) | 0 | 0 | 0 | [9 empty] | 194 | 15 | 229 | 194 | 194 | 1c | 0 | 194 | 2.10E+11 | 8.08E+10 | 7850 | 5 | 0.035
[7 empty] | 194.2 | 229 | 5 | 35 | Floater | No | 0 | 0.0005459 | 0 | 0 | 353300000000 | 353300000000 | 22060000000 | 22060000000 | 0 | 0 | 271900000000 | 0.003365 | 114600000000 | 0.65 | N/A | Yes | BEM | Hydrodynamics | (with | Morison | drag) | 0 | 0 | 0
[7 empty] | 195.1 | 229 | 5 | 36 | Steel | No | 0 | 4407.11 | 0 | 0 | 363200000000 | 363200000000 | 22680000000 | 22680000000 | 0 | 0 | 279500000000 | 27150.6 | 117900000000 | 0.65 | N/A | Yes | BEM | Hydrodynamics | (with | Morison | drag) | 0 | 0 | 0 | [9 empty] | 195 | 229 | 230 | 195 | 195 | 1c | 0 | 195 | 2.10E+11 | 8.08E+10 | 7850 | 5 | 0.036
[7 empty] | 195.2 | 230 | 5 | 36 | Steel | No | 0 | 4407.11 | 0 | 0 | 363200000000 | 363200000000 | 22680000000 | 22680000000 | 0 | 0 | 279500000000 | 27150.6 | 117900000000 | 0.65 | N/A | Yes | BEM | Hydrodynamics | (with | Morison | drag) | 0 | 0 | 0
[7 empty] | 196.1 | 230 | 5 | 35 | Steel | No | 0 | 4285.56 | 0 | 0 | 353300000000 | 353300000000 | 22060000000 | 22060000000 | 0 | 0 | 271900000000 | 26412.4 | 114600000000 | 0.65 | N/A | Yes | BEM | Hydrodynamics | (with | Morison | drag) | 0 | 0 | 0 | [9 empty] | 196 | 230 | 231 | 196 | 196 | 1c | 0 | 196 | 2.10E+11 | 8.08E+10 | 7850 | 5 | 0.035
[7 empty] | 196.2 | 231 | 5 | 35 | Steel | No | 0 | 4285.56 | 0 | 0 | 353300000000 | 353300000000 | 22060000000 | 22060000000 | 0 | 0 | 271900000000 | 26412.4 | 114600000000 | 0.65 | N/A | Yes | BEM | Hydrodynamics | (with | Morison | drag) | 0 | 0 | 0
[7 empty] | 197.1 | 231 | 5 | 34 | Steel | No | 0 | 4163.93 | 0 | 0 | 343400000000 | 343400000000 | 21430000000 | 21430000000 | 0 | 0 | 264300000000 | 25673.1 | 111400000000 | 0.65 | N/A | Yes | BEM | Hydrodynamics | (with | Morison | drag) | 0 | 0 | 0 | [9 empty] | 197 | 231 | 232 | 197 | 197 | 1c | 0 | 197 | 2.10E+11 | 8.08E+10 | 7850 | 5 | 0.034
[7 empty] | 197.2 | 232 | 5 | 34 | Steel | No | 0 | 4163.93 | 0 | 0 | 343400000000 | 343400000000 | 21430000000 | 21430000000 | 0 | 0 | 264300000000 | 25673.1 | 111400000000 | 0.65 | N/A | Yes | BEM | Hydrodynamics | (with | Morison | drag) | 0 | 0 | 0
[7 empty] | 198.1 | 232 | 5 | 34 | Steel | No | 0 | 4163.93 | 0 | 0 | 343400000000 | 343400000000 | 21430000000 | 21430000000 | 0 | 0 | 264300000000 | 25673.1 | 111400000000 | 0.65 | N/A | Yes | BEM | Hydrodynamics | (with | Morison | drag) | 0 | 0 | 0 | [9 empty] | 198 | 232 | 233 | 198 | 198 | 1c | 0 | 198 | 2.10E+11 | 8.08E+10 | 7850 | 5 | 0.034
[7 empty] | 198.2 | 233 | 5 | 34 | Steel | No | 0 | 4163.93 | 0 | 0 | 343400000000 | 343400000000 | 21430000000 | 21430000000 | 0 | 0 | 264300000000 | 25673.1 | 111400000000 | 0.65 | N/A | Yes | BEM | Hydrodynamics | (with | Morison | drag) | 0 | 0 | 0
[7 empty] | 199.1 | 233 | 5 | 34 | Steel | No | 0 | 4163.93 | 0 | 0 | 343400000000 | 343400000000 | 21430000000 | 21430000000 | 0 | 0 | 264300000000 | 25673.1 | 111400000000 | 0.65 | N/A | Yes | BEM | Hydrodynamics | (with | Morison | drag) | 0 | 0 | 0 | [9 empty] | 199 | 233 | 234 | 199 | 199 | 1c | 0 | 199 | 2.10E+11 | 8.08E+10 | 7850 | 5 | 0.034
[7 empty] | 199.2 | 234 | 5 | 34 | Steel | No | 0 | 4163.93 | 0 | 0 | 343400000000 | 343400000000 | 21430000000 | 21430000000 | 0 | 0 | 264300000000 | 25673.1 | 111400000000 | 0.65 | N/A | Yes | BEM | Hydrodynamics | (with | Morison | drag) | 0 | 0 | 0
[7 empty] | 200.1 | 234 | 5 | 33 | Steel | No | 0 | 4042.29 | 0 | 0 | 333500000000 | 333500000000 | 20800000000 | 20800000000 | 0 | 0 | 256600000000 | 24933 | 108100000000 | 0.65 | N/A | Yes | BEM | Hydrodynamics | (with | Morison | drag) | 0 | 0 | 0 | [9 empty] | 200 | 234 | 235 | 200 | 200 | 1c | 0 | 200 | 2.10E+11 | 8.08E+10 | 7850 | 5 | 0.033
[7 empty] | 200.2 | 235 | 5 | 33 | Steel | No | 0 | 4042.29 | 0 | 0 | 333500000000 | 333500000000 | 20800000000 | 20800000000 | 0 | 0 | 256600000000 | 24933 | 108100000000 | 0.65 | N/A | Yes | BEM | Hydrodynamics | (with | Morison | drag) | 0 | 0 | 0
[7 empty] | 201.1 | 235 | 5 | 32 | Steel | No | 0 | 3920.59 | 0 | 0 | 323600000000 | 323600000000 | 20180000000 | 20180000000 | 0 | 0 | 249000000000 | 24192.1 | 104900000000 | 0.65 | N/A | Yes | BEM | Hydrodynamics | (with | Morison | drag) | 0 | 0 | 0 | [9 empty] | 201 | 235 | 236 | 201 | 201 | 1c | 0 | 201 | 2.10E+11 | 8.08E+10 | 7850 | 5 | 0.032
[7 empty] | 201.2 | 236 | 5 | 32 | Steel | No | 0 | 3920.59 | 0 | 0 | 323600000000 | 323600000000 | 20180000000 | 20180000000 | 0 | 0 | 249000000000 | 24192.1 | 104900000000 | 0.65 | N/A | Yes | BEM | Hydrodynamics | (with | Morison | drag) | 0 | 0 | 0
[7 empty] | 202.1 | 236 | 5 | 31 | Steel | No | 0 | 3798.82 | 0 | 0 | 313700000000 | 313700000000 | 19550000000 | 19550000000 | 0 | 0 | 241400000000 | 23450 | 101600000000 | 0.65 | N/A | Yes | BEM | Hydrodynamics | (with | Morison | drag) | 0 | 0 | 0 | [9 empty] | 202 | 236 | 237 | 202 | 202 | 1c | 0 | 202 | 2.10E+11 | 8.08E+10 | 7850 | 5 | 0.031
[7 empty] | 202.2 | 237 | 5 | 31 | Steel | No | 0 | 3798.82 | 0 | 0 | 313700000000 | 313700000000 | 19550000000 | 19550000000 | 0 | 0 | 241400000000 | 23450 | 101600000000 | 0.65 | N/A | Yes | BEM | Hydrodynamics | (with | Morison | drag) | 0 | 0 | 0
[7 empty] | 203.1 | 237 | 5 | 31 | Steel | No | 0 | 3798.82 | 0 | 0 | 313700000000 | 313700000000 | 19550000000 | 19550000000 | 0 | 0 | 241400000000 | 23450 | 101600000000 | 0.65 | N/A | Yes | BEM | Hydrodynamics | (with | Morison | drag) | 0 | 0 | 0 | [9 empty] | 203 | 237 | 238 | 203 | 203 | 1c | 0 | 203 | 2.10E+11 | 8.08E+10 | 7850 | 5 | 0.031
[7 empty] | 203.2 | 238 | 5 | 31 | Steel | No | 0 | 3798.82 | 0 | 0 | 313700000000 | 313700000000 | 19550000000 | 19550000000 | 0 | 0 | 241400000000 | 23450 | 101600000000 | 0.65 | N/A | Yes | BEM | Hydrodynamics | (with | Morison | drag) | 0 | 0 | 0
[7 empty] | 204.1 | 238 | 5 | 30 | Steel | No | 0 | 3677.02 | 0 | 0 | 303700000000 | 303700000000 | 18920000000 | 18920000000 | 0 | 0 | 233700000000 | 22707.3 | 98370000000 | 0.65 | N/A | Yes | BEM | Hydrodynamics | (with | Morison | drag) | 0 | 0 | 0 | [9 empty] | 204 | 238 | 239 | 204 | 204 | 1c | 0 | 204 | 2.10E+11 | 8.08E+10 | 7850 | 5 | 0.03
[7 empty] | 204.2 | 239 | 5 | 30 | Steel | No | 0 | 3677.02 | 0 | 0 | 303700000000 | 303700000000 | 18920000000 | 18920000000 | 0 | 0 | 233700000000 | 22707.3 | 98370000000 | 0.65 | N/A | Yes | BEM | Hydrodynamics | (with | Morison | drag) | 0 | 0 | 0
[7 empty] | 205.1 | 239 | 5 | 29 | Steel | No | 0 | 3555.18 | 0 | 0 | 293800000000 | 293800000000 | 18300000000 | 18300000000 | 0 | 0 | 226100000000 | 21963.6 | 95110000000 | 0.65 | N/A | Yes | BEM | Hydrodynamics | (with | Morison | drag) | 0 | 0 | 0 | [9 empty] | 205 | 239 | 240 | 205 | 205 | 1c | 0 | 205 | 2.10E+11 | 8.08E+10 | 7850 | 5 | 0.029
[7 empty] | 205.2 | 240 | 5 | 29 | Steel | No | 0 | 3555.18 | 0 | 0 | 293800000000 | 293800000000 | 18300000000 | 18300000000 | 0 | 0 | 226100000000 | 21963.6 | 95110000000 | 0.65 | N/A | Yes | BEM | Hydrodynamics | (with | Morison | drag) | 0 | 0 | 0
[7 empty] | 206.1 | 240 | 5 | 29 | Steel | No | 0 | 3555.18 | 0 | 0 | 293800000000 | 293800000000 | 18300000000 | 18300000000 | 0 | 0 | 226100000000 | 21963.6 | 95110000000 | 0.65 | N/A | Yes | BEM | Hydrodynamics | (with | Morison | drag) | 0 | 0 | 0 | [9 empty] | 206 | 240 | 241 | 206 | 206 | 1c | 0 | 206 | 2.10E+11 | 8.08E+10 | 7850 | 5 | 0.029
[7 empty] | 206.2 | 241 | 5 | 29 | Steel | No | 0 | 3555.18 | 0 | 0 | 293800000000 | 293800000000 | 18300000000 | 18300000000 | 0 | 0 | 226100000000 | 21963.6 | 95110000000 | 0.65 | N/A | Yes | BEM | Hydrodynamics | (with | Morison | drag) | 0 | 0 | 0
[7 empty] | 207.1 | 241 | 5 | 28 | Steel | No | 0 | 3433.29 | 0 | 0 | 283800000000 | 283800000000 | 17670000000 | 17670000000 | 0 | 0 | 218400000000 | 21219.1 | 91850000000 | 0.65 | N/A | Yes | BEM | Hydrodynamics | (with | Morison | drag) | 0 | 0 | 0 | [9 empty] | 207 | 241 | 242 | 207 | 207 | 1c | 0 | 207 | 2.10E+11 | 8.08E+10 | 7850 | 5 | 0.028
[7 empty] | 207.2 | 242 | 5 | 28 | Steel | No | 0 | 3433.29 | 0 | 0 | 283800000000 | 283800000000 | 17670000000 | 17670000000 | 0 | 0 | 218400000000 | 21219.1 | 91850000000 | 0.65 | N/A | Yes | BEM | Hydrodynamics | (with | Morison | drag) | 0 | 0 | 0
[7 empty] | 208.1 | 242 | 5 | 28 | Steel | No | 0 | 3433.29 | 0 | 0 | 283800000000 | 283800000000 | 17670000000 | 17670000000 | 0 | 0 | 218400000000 | 21219.1 | 91850000000 | 0.65 | N/A | Yes | BEM | Hydrodynamics | (with | Morison | drag) | 0 | 0 | 0 | [9 empty] | 208 | 242 | 243 | 208 | 208 | 1c | 0 | 208 | 2.10E+11 | 8.08E+10 | 7850 | 5 | 0.028
[7 empty] | 208.2 | 243 | 5 | 28 | Steel | No | 0 | 3433.29 | 0 | 0 | 283800000000 | 283800000000 | 17670000000 | 17670000000 | 0 | 0 | 218400000000 | 21219.1 | 91850000000 | 0.65 | N/A | Yes | BEM | Hydrodynamics | (with | Morison | drag) | 0 | 0 | 0
[7 empty] | 209.1 | 243 | 5 | 27 | Steel | No | 0 | 3311.32 | 0 | 0 | 273800000000 | 273800000000 | 17040000000 | 17040000000 | 0 | 0 | 210700000000 | 20473.4 | 88580000000 | 0.65 | N/A | Yes | BEM | Hydrodynamics | (with | Morison | drag) | 0 | 0 | 0 | [9 empty] | 209 | 243 | 244 | 209 | 209 | 1c | 0 | 209 | 2.10E+11 | 8.08E+10 | 7850 | 5 | 0.027
[7 empty] | 209.2 | 244 | 5 | 27 | Steel | No | 0 | 3311.32 | 0 | 0 | 273800000000 | 273800000000 | 17040000000 | 17040000000 | 0 | 0 | 210700000000 | 20473.4 | 88580000000 | 0.65 | N/A | Yes | BEM | Hydrodynamics | (with | Morison | drag) | 0 | 0 | 0
[7 empty] | 210.1 | 244 | 5 | 26 | Steel | N/A | 0 | 3189.32 | 0 | 0 | 263900000000 | 263900000000 | 16410000000 | 16410000000 | 0 | 0 | 203100000000 | 19727.1 | 85320000000 | 0.65 | N/A | No | BEM | Hydrodynamics | (with | Morison | drag) | 0 | 0 | 0 | [9 empty] | 210 | 244 | 245 | 210 | 210 | 1c | 0 | 210 | 2.10E+11 | 8.08E+10 | 7850 | 5 | 0.026
[7 empty] | 210.2 | 245 | 5 | 26 | Steel | N/A | 0 | 3189.32 | 0 | 0 | 263900000000 | 263900000000 | 16410000000 | 16410000000 | 0 | 0 | 203100000000 | 19727.1 | 85320000000 | 0.65 | N/A | No | BEM | Hydrodynamics | (with | Morison | drag) | 0 | 0 | 0
[7 empty] | 211.1 | 245 | 5 | 26 | Steel | N/A | 0 | 3189.32 | 0 | 0 | 263900000000 | 263900000000 | 16410000000 | 16410000000 | 0 | 0 | 203100000000 | 19727.1 | 85320000000 | 0.65 | N/A | No | BEM | Hydrodynamics | (with | Morison | drag) | 0 | 0 | 0 | [9 empty] | 211 | 245 | 246 | 211 | 211 | 1c | 0 | 211 | 2.10E+11 | 8.08E+10 | 7850 | 5 | 0.026
[7 empty] | 211.2 | 246 | 5 | 26 | Steel | N/A | 0 | 3189.32 | 0 | 0 | 263900000000 | 263900000000 | 16410000000 | 16410000000 | 0 | 0 | 203100000000 | 19727.1 | 85320000000 | 0.65 | N/A | No | BEM | Hydrodynamics | (with | Morison | drag) | 0 | 0 | 0
[7 empty] | 212.1 | 246 | 5 | 25 | Steel | N/A | 0 | 3067.28 | 0 | 0 | 253900000000 | 253900000000 | 15790000000 | 15790000000 | 0 | 0 | 195400000000 | 18979.8 | 82050000000 | 0.65 | N/A | No | BEM | Hydrodynamics | (with | Morison | drag) | 0 | 0 | 0 | [9 empty] | 212 | 246 | 247 | 212 | 212 | 1c | 0 | 212 | 2.10E+11 | 8.08E+10 | 7850 | 5 | 0.025
[7 empty] | 212.2 | 247 | 5 | 25 | Steel | N/A | 0 | 3067.28 | 0 | 0 | 253900000000 | 253900000000 | 15790000000 | 15790000000 | 0 | 0 | 195400000000 | 18979.8 | 82050000000 | 0.65 | N/A | No | BEM | Hydrodynamics | (with | Morison | drag) | 0 | 0 | 0
[7 empty] | 213.1 | 247 | 5 | 24 | Steel | N/A | 0 | 2945.16 | 0 | 0 | 243900000000 | 243900000000 | 15160000000 | 15160000000 | 0 | 0 | 187700000000 | 18231.4 | 78790000000 | 0.65 | N/A | No | BEM | Hydrodynamics | (with | Morison | drag) | 0 | 0 | 0 | [9 empty] | 213 | 247 | 248 | 213 | 213 | 1c | 0 | 213 | 2.10E+11 | 8.08E+10 | 7850 | 5 | 0.024
[7 empty] | 213.2 | 248 | 5 | 24 | Steel | N/A | 0 | 2945.16 | 0 | 0 | 243900000000 | 243900000000 | 15160000000 | 15160000000 | 0 | 0 | 187700000000 | 18231.4 | 78790000000 | 0.65 | N/A | No | BEM | Hydrodynamics | (with | Morison | drag) | 0 | 0 | 0
[7 empty] | 214.1 | 248 | 5 | 23 | Steel | N/A | 0 | 2823.03 | 0 | 0 | 233800000000 | 233800000000 | 14530000000 | 14530000000 | 0 | 0 | 179900000000 | 17482.3 | 75520000000 | 0.65 | N/A | No | BEM | Hydrodynamics | (with | Morison | drag) | 0 | 0 | 0 | [9 empty] | 214 | 248 | 249 | 214 | 214 | 1c | 0 | 214 | 2.10E+11 | 8.08E+10 | 7850 | 5 | 0.023
[7 empty] | 214.2 | 249 | 5 | 23 | Steel | N/A | 0 | 2823.03 | 0 | 0 | 233800000000 | 233800000000 | 14530000000 | 14530000000 | 0 | 0 | 179900000000 | 17482.3 | 75520000000 | 0.65 | N/A | No | BEM | Hydrodynamics | (with | Morison | drag) | 0 | 0 | 0
[7 empty] | 215.1 | 249 | 5 | 22 | Steel | N/A | 0 | 2700.84 | 0 | 0 | 223800000000 | 223800000000 | 13900000000 | 13900000000 | 0 | 0 | 172200000000 | 16732.3 | 72250000000 | 0.65 | N/A | No | BEM | Hydrodynamics | (with | Morison | drag) | 0 | 0 | 0 | [9 empty] | 215 | 249 | 250 | 215 | 215 | 1c | 0 | 215 | 2.10E+11 | 8.08E+10 | 7850 | 5 | 0.022
[7 empty] | 215.2 | 250 | 5 | 22 | Steel | N/A | 0 | 2700.84 | 0 | 0 | 223800000000 | 223800000000 | 13900000000 | 13900000000 | 0 | 0 | 172200000000 | 16732.3 | 72250000000 | 0.65 | N/A | No | BEM | Hydrodynamics | (with | Morison | drag) | 0 | 0 | 0
[7 empty] | 216.1 | 250 | 5 | 22 | Steel | N/A | 0 | 2700.84 | 0 | 0 | 223800000000 | 223800000000 | 13900000000 | 13900000000 | 0 | 0 | 172200000000 | 16732.3 | 72250000000 | 0.65 | N/A | No | BEM | Hydrodynamics | (with | Morison | drag) | 0 | 0 | 0 | [9 empty] | 216 | 250 | 251 | 216 | 216 | 1c | 0 | 216 | 2.10E+11 | 8.08E+10 | 7850 | 5 | 0.022
[7 empty] | 216.2 | 251 | 5 | 22 | Steel | N/A | 0 | 2700.84 | 0 | 0 | 223800000000 | 223800000000 | 13900000000 | 13900000000 | 0 | 0 | 172200000000 | 16732.3 | 72250000000 | 0.65 | N/A | No | BEM | Hydrodynamics | (with | Morison | drag) | 0 | 0 | 0
[7 empty] | 217.1 | 251 | 5 | 22 | Steel | N/A | 0 | 2700.84 | 0 | 0 | 223800000000 | 223800000000 | 13900000000 | 13900000000 | 0 | 0 | 172200000000 | 16732.3 | 72250000000 | 0.65 | N/A | No | BEM | Hydrodynamics | (with | Morison | drag) | 0 | 0 | 0 | [9 empty] | 217 | 251 | 252 | 217 | 217 | 1c | 0 | 217 | 2.10E+11 | 8.08E+10 | 7850 | 5 | 0.022
[7 empty] | 217.2 | 252 | 4.86 | 22 | Steel | N/A | 0 | 2624.88 | 0 | 0 | 205500000000 | 205500000000 | 13510000000 | 13510000000 | 0 | 0 | 158100000000 | 15360 | 70220000000 | 0.65 | N/A | No | BEM | Hydrodynamics | (with | Morison | drag) | 0 | 0 | 0
[7 empty] | 218.1 | 252 | 4.86 | 22 | Steel | N/A | 0 | 2624.88 | 0 | 0 | 205500000000 | 205500000000 | 13510000000 | 13510000000 | 0 | 0 | 158100000000 | 15360 | 70220000000 | 0.65 | N/A | No | BEM | Hydrodynamics | (with | Morison | drag) | 0 | 0 | 0 | [9 empty] | 218 | 252 | 253 | 218 | 218 | 1c | 0 | 218 | 2.10E+11 | 8.08E+10 | 7850 | 4.86 | 0.022
[7 empty] | 218.2 | 253 | 4.717 | 22 | Steel | N/A | 0 | 2547.29 | 0 | 0 | 187800000000 | 187800000000 | 13110000000 | 13110000000 | 0 | 0 | 144500000000 | 14037.8 | 68140000000 | 0.65 | N/A | No | BEM | Hydrodynamics | (with | Morison | drag) | 0 | 0 | 0
[7 empty] | 219.1 | 253 | 4.717 | 22 | Steel | N/A | 0 | 2547.29 | 0 | 0 | 187800000000 | 187800000000 | 13110000000 | 13110000000 | 0 | 0 | 144500000000 | 14037.8 | 68140000000 | 0.65 | N/A | No | BEM | Hydrodynamics | (with | Morison | drag) | 0 | 0 | 0 | [9 empty] | 219 | 253 | 254 | 219 | 219 | 1c | 0 | 219 | 2.10E+11 | 8.08E+10 | 7850 | 4.717 | 0.022
[7 empty] | 219.2 | 254 | 4.574 | 22 | Steel | N/A | 0 | 2469.71 | 0 | 0 | 171100000000 | 171100000000 | 12710000000 | 12710000000 | 0 | 0 | 131700000000 | 12793.8 | 66070000000 | 0.65 | N/A | No | BEM | Hydrodynamics | (with | Morison | drag) | 0 | 0 | 0
[7 empty] | 220.1 | 254 | 4.574 | 23 | Steel | N/A | 0 | 2581.39 | 0 | 0 | 178800000000 | 178800000000 | 13290000000 | 13290000000 | 0 | 0 | 137600000000 | 13366.5 | 69060000000 | 0.65 | N/A | No | BEM | Hydrodynamics | (with | Morison | drag) | 0 | 0 | 0 | [9 empty] | 220 | 254 | 255 | 220 | 220 | 1c | 0 | 220 | 2.10E+11 | 8.08E+10 | 7850 | 4.574 | 0.023
[7 empty] | 220.2 | 255 | 4.431 | 23 | Steel | N/A | 0 | 2500.28 | 0 | 0 | 162500000000 | 162500000000 | 12870000000 | 12870000000 | 0 | 0 | 125000000000 | 12145.7 | 66890000000 | 0.65 | N/A | No | BEM | Hydrodynamics | (with | Morison | drag) | 0 | 0 | 0
[7 empty] | 221.1 | 255 | 4.431 | 25 | Steel | N/A | 0 | 2716.47 | 0 | 0 | 176300000000 | 176300000000 | 13980000000 | 13980000000 | 0 | 0 | 135700000000 | 13184 | 72670000000 | 0.65 | N/A | No | BEM | Hydrodynamics | (with | Morison | drag) | 0 | 0 | 0 | [9 empty] | 221 | 255 | 256 | 221 | 221 | 1c | 0 | 221 | 2.10E+11 | 8.08E+10 | 7850 | 4.431 | 0.025
[7 empty] | 221.2 | 256 | 4.288 | 25 | Steel | N/A | 0 | 2628.31 | 0 | 0 | 159700000000 | 159700000000 | 13530000000 | 13530000000 | 0 | 0 | 122900000000 | 11941.6 | 70310000000 | 0.65 | N/A | No | BEM | Hydrodynamics | (with | Morison | drag) | 0 | 0 | 0
[7 empty] | 222.1 | 256 | 4.288 | 24 | Steel | N/A | 0 | 2523.75 | 0 | 0 | 153400000000 | 153400000000 | 12990000000 | 12990000000 | 0 | 0 | 118100000000 | 11471.9 | 67510000000 | 0.65 | N/A | No | BEM | Hydrodynamics | (with | Morison | drag) | 0 | 0 | 0 | [9 empty] | 222 | 256 | 257 | 222 | 222 | 1c | 0 | 222 | 2.10E+11 | 8.08E+10 | 7850 | 4.288 | 0.024
[7 empty] | 222.2 | 257 | 4.144 | 24 | Steel | N/A | 0 | 2438.52 | 0 | 0 | 138400000000 | 138400000000 | 12550000000 | 12550000000 | 0 | 0 | 106500000000 | 10348.5 | 65230000000 | 0.65 | N/A | No | BEM | Hydrodynamics | (with | Morison | drag) | 0 | 0 | 0
[7 empty] | 223.1 | 86 | 1 | 20 | Floater | No | 0 | 6.158e-05 | 0 | 0 | 1553000000 | 1553000000 | 2488000000 | 2488000000 | 0 | 0 | 1195000000 | 1.479e-05 | 12930000000 | 0.65 | N/A | Yes | BEM | Hydrodynamics | (with | Morison | drag) | 0 | 0 | 0 | [9 empty] | 223 | 86 | 58 | 223 | 223 | 1c | 0 | 223 | 2.10E+11 | 8.08E+10 | 7850 | 1 | 0.02
[7 empty] | 223.2 | 58 | 1 | 20 | Floater | No | 0 | 6.158e-05 | 0 | 0 | 1553000000 | 1553000000 | 2488000000 | 2488000000 | 0 | 0 | 1195000000 | 1.479e-05 | 12930000000 | 0.65 | N/A | Yes | BEM | Hydrodynamics | (with | Morison | drag) | 0 | 0 | 0
[7 empty] | 224.1 | 274 | 1 | 30 | Floater | No | 0 | 9.142e-05 | 0 | 0 | 2260000000 | 2260000000 | 3693000000 | 3693000000 | 0 | 0 | 1739000000 | 2.152e-05 | 19200000000 | 0.65 | N/A | Yes | BEM | Hydrodynamics | (with | Morison | drag) | 0 | 0 | 0 | [9 empty] | 224 | 274 | 181 | 224 | 224 | 1c | 0 | 224 | 2.10E+11 | 8.08E+10 | 7850 | 1 | 0.03
[7 empty] | 224.2 | 181 | 1 | 30 | Floater | No | 0 | 9.142e-05 | 0 | 0 | 2260000000 | 2260000000 | 3693000000 | 3693000000 | 0 | 0 | 1739000000 | 2.152e-05 | 19200000000 | 0.65 | N/A | Yes | BEM | Hydrodynamics | (with | Morison | drag) | 0 | 0 | 0
[7 empty] | 225.1 | 181 | 1 | 30 | Floater | No | 0 | 9.142e-05 | 0 | 0 | 2260000000 | 2260000000 | 3693000000 | 3693000000 | 0 | 0 | 1739000000 | 2.152e-05 | 19200000000 | 0.65 | N/A | Yes | BEM | Hydrodynamics | (with | Morison | drag) | 0 | 0 | 0 | [9 empty] | 225 | 181 | 182 | 225 | 225 | 1c | 0 | 225 | 2.10E+11 | 8.08E+10 | 7850 | 1 | 0.03
[7 empty] | 225.2 | 182 | 1 | 30 | Floater | No | 0 | 9.142e-05 | 0 | 0 | 2260000000 | 2260000000 | 3693000000 | 3693000000 | 0 | 0 | 1739000000 | 2.152e-05 | 19200000000 | 0.65 | N/A | Yes | BEM | Hydrodynamics | (with | Morison | drag) | 0 | 0 | 0
[7 empty] | 226.1 | 182 | 1 | 30 | Floater | No | 0 | 9.142e-05 | 0 | 0 | 2260000000 | 2260000000 | 3693000000 | 3693000000 | 0 | 0 | 1739000000 | 2.152e-05 | 19200000000 | 0.65 | N/A | Yes | BEM | Hydrodynamics | (with | Morison | drag) | 0 | 0 | 0 | [9 empty] | 226 | 182 | 271 | 226 | 226 | 1c | 0 | 226 | 2.10E+11 | 8.08E+10 | 7850 | 1 | 0.03
[7 empty] | 226.2 | 271 | 1 | 30 | Floater | No | 0 | 9.142e-05 | 0 | 0 | 2260000000 | 2260000000 | 3693000000 | 3693000000 | 0 | 0 | 1739000000 | 2.152e-05 | 19200000000 | 0.65 | N/A | Yes | BEM | Hydrodynamics | (with | Morison | drag) | 0 | 0 | 0
[7 empty] | 227.1 | 275 | 1 | 30 | Floater | No | 0 | 9.142e-05 | 0 | 0 | 2260000000 | 2260000000 | 3693000000 | 3693000000 | 0 | 0 | 1739000000 | 2.152e-05 | 19200000000 | 0.65 | N/A | Yes | BEM | Hydrodynamics | (with | Morison | drag) | 0 | 0 | 0 | [9 empty] | 227 | 275 | 183 | 227 | 227 | 1c | 0 | 227 | 2.10E+11 | 8.08E+10 | 7850 | 1 | 0.03
[7 empty] | 227.2 | 183 | 1 | 30 | Floater | No | 0 | 9.142e-05 | 0 | 0 | 2260000000 | 2260000000 | 3693000000 | 3693000000 | 0 | 0 | 1739000000 | 2.152e-05 | 19200000000 | 0.65 | N/A | Yes | BEM | Hydrodynamics | (with | Morison | drag) | 0 | 0 | 0
[7 empty] | 228.1 | 183 | 1 | 30 | Floater | No | 0 | 9.142e-05 | 0 | 0 | 2260000000 | 2260000000 | 3693000000 | 3693000000 | 0 | 0 | 1739000000 | 2.152e-05 | 19200000000 | 0.65 | N/A | Yes | BEM | Hydrodynamics | (with | Morison | drag) | 0 | 0 | 0 | [9 empty] | 228 | 183 | 184 | 228 | 228 | 1c | 0 | 228 | 2.10E+11 | 8.08E+10 | 7850 | 1 | 0.03
[7 empty] | 228.2 | 184 | 1 | 30 | Floater | No | 0 | 9.142e-05 | 0 | 0 | 2260000000 | 2260000000 | 3693000000 | 3693000000 | 0 | 0 | 1739000000 | 2.152e-05 | 19200000000 | 0.65 | N/A | Yes | BEM | Hydrodynamics | (with | Morison | drag) | 0 | 0 | 0
[7 empty] | 229.1 | 184 | 1 | 30 | Floater | No | 0 | 9.142e-05 | 0 | 0 | 2260000000 | 2260000000 | 3693000000 | 3693000000 | 0 | 0 | 1739000000 | 2.152e-05 | 19200000000 | 0.65 | N/A | Yes | BEM | Hydrodynamics | (with | Morison | drag) | 0 | 0 | 0 | [9 empty] | 229 | 184 | 272 | 229 | 229 | 1c | 0 | 229 | 2.10E+11 | 8.08E+10 | 7850 | 1 | 0.03
[7 empty] | 229.2 | 272 | 1 | 30 | Floater | No | 0 | 9.142e-05 | 0 | 0 | 2260000000 | 2260000000 | 3693000000 | 3693000000 | 0 | 0 | 1739000000 | 2.152e-05 | 19200000000 | 0.65 | N/A | Yes | BEM | Hydrodynamics | (with | Morison | drag) | 0 | 0 | 0
[7 empty] | 230.1 | 276 | 1 | 30 | Floater | No | 0 | 9.142e-05 | 0 | 0 | 2260000000 | 2260000000 | 3693000000 | 3693000000 | 0 | 0 | 1739000000 | 2.152e-05 | 19200000000 | 0.65 | N/A | Yes | BEM | Hydrodynamics | (with | Morison | drag) | 0 | 0 | 0 | [9 empty] | 230 | 276 | 185 | 230 | 230 | 1c | 0 | 230 | 2.10E+11 | 8.08E+10 | 7850 | 1 | 0.03
[7 empty] | 230.2 | 185 | 1 | 30 | Floater | No | 0 | 9.142e-05 | 0 | 0 | 2260000000 | 2260000000 | 3693000000 | 3693000000 | 0 | 0 | 1739000000 | 2.152e-05 | 19200000000 | 0.65 | N/A | Yes | BEM | Hydrodynamics | (with | Morison | drag) | 0 | 0 | 0
[7 empty] | 231.1 | 185 | 1 | 30 | Floater | No | 0 | 9.142e-05 | 0 | 0 | 2260000000 | 2260000000 | 3693000000 | 3693000000 | 0 | 0 | 1739000000 | 2.152e-05 | 19200000000 | 0.65 | N/A | Yes | BEM | Hydrodynamics | (with | Morison | drag) | 0 | 0 | 0 | [9 empty] | 231 | 185 | 186 | 231 | 231 | 1c | 0 | 231 | 2.10E+11 | 8.08E+10 | 7850 | 1 | 0.03
[7 empty] | 231.2 | 186 | 1 | 30 | Floater | No | 0 | 9.142e-05 | 0 | 0 | 2260000000 | 2260000000 | 3693000000 | 3693000000 | 0 | 0 | 1739000000 | 2.152e-05 | 19200000000 | 0.65 | N/A | Yes | BEM | Hydrodynamics | (with | Morison | drag) | 0 | 0 | 0
[7 empty] | 232.1 | 186 | 1 | 30 | Floater | No | 0 | 9.142e-05 | 0 | 0 | 2260000000 | 2260000000 | 3693000000 | 3693000000 | 0 | 0 | 1739000000 | 2.152e-05 | 19200000000 | 0.65 | N/A | Yes | BEM | Hydrodynamics | (with | Morison | drag) | 0 | 0 | 0 | [9 empty] | 232 | 186 | 273 | 232 | 232 | 1c | 0 | 232 | 2.10E+11 | 8.08E+10 | 7850 | 1 | 0.03
[7 empty] | 232.2 | 273 | 1 | 30 | Floater | No | 0 | 9.142e-05 | 0 | 0 | 2260000000 | 2260000000 | 3693000000 | 3693000000 | 0 | 0 | 1739000000 | 2.152e-05 | 19200000000 | 0.65 | N/A | Yes | BEM | Hydrodynamics | (with | Morison | drag) | 0 | 0 | 0
[7 empty] | 233.1 | 63 | 0.8 | 15 | Floater | No | 0 | 3.699e-05 | 0 | 0 | 598600000 | 598600000 | 1494000000 | 1494000000 | 0 | 0 | 460600000 | 5.701e-06 | 7768000000 | 0.65 | N/A | Yes | BEM | Hydrodynamics | (with | Morison | drag) | 0 | 0 | 0 | [9 empty] | 233 | 63 | 187 | 233 | 233 | 1c | 0 | 233 | 2.10E+11 | 8.08E+10 | 7850 | 0.8 | 0.015
[7 empty] | 233.2 | 187 | 0.8 | 15 | Floater | No | 0 | 3.699e-05 | 0 | 0 | 598600000 | 598600000 | 1494000000 | 1494000000 | 0 | 0 | 460600000 | 5.701e-06 | 7768000000 | 0.65 | N/A | Yes | BEM | Hydrodynamics | (with | Morison | drag) | 0 | 0 | 0
[7 empty] | 234.1 | 187 | 0.8 | 15 | Floater | No | 0 | 3.699e-05 | 0 | 0 | 598600000 | 598600000 | 1494000000 | 1494000000 | 0 | 0 | 460600000 | 5.701e-06 | 7768000000 | 0.65 | N/A | Yes | BEM | Hydrodynamics | (with | Morison | drag) | 0 | 0 | 0 | [9 empty] | 234 | 187 | 188 | 234 | 234 | 1c | 0 | 234 | 2.10E+11 | 8.08E+10 | 7850 | 0.8 | 0.015
[7 empty] | 234.2 | 188 | 0.8 | 15 | Floater | No | 0 | 3.699e-05 | 0 | 0 | 598600000 | 598600000 | 1494000000 | 1494000000 | 0 | 0 | 460600000 | 5.701e-06 | 7768000000 | 0.65 | N/A | Yes | BEM | Hydrodynamics | (with | Morison | drag) | 0 | 0 | 0
[7 empty] | 235.1 | 188 | 0.8 | 15 | Floater | No | 0 | 3.699e-05 | 0 | 0 | 598600000 | 598600000 | 1494000000 | 1494000000 | 0 | 0 | 460600000 | 5.701e-06 | 7768000000 | 0.65 | N/A | Yes | BEM | Hydrodynamics | (with | Morison | drag) | 0 | 0 | 0 | [9 empty] | 235 | 188 | 126 | 235 | 235 | 1c | 0 | 235 | 2.10E+11 | 8.08E+10 | 7850 | 0.8 | 0.015
[7 empty] | 235.2 | 126 | 0.8 | 15 | Floater | No | 0 | 3.699e-05 | 0 | 0 | 598600000 | 598600000 | 1494000000 | 1494000000 | 0 | 0 | 460600000 | 5.701e-06 | 7768000000 | 0.65 | N/A | Yes | BEM | Hydrodynamics | (with | Morison | drag) | 0 | 0 | 0
[7 empty] | 236.1 | 71 | 0.8 | 15 | Floater | No | 0 | 3.699e-05 | 0 | 0 | 598600000 | 598600000 | 1494000000 | 1494000000 | 0 | 0 | 460600000 | 5.701e-06 | 7768000000 | 0.65 | N/A | Yes | BEM | Hydrodynamics | (with | Morison | drag) | 0 | 0 | 0 | [9 empty] | 236 | 71 | 189 | 236 | 236 | 1c | 0 | 236 | 2.10E+11 | 8.08E+10 | 7850 | 0.8 | 0.015
[7 empty] | 236.2 | 189 | 0.8 | 15 | Floater | No | 0 | 3.699e-05 | 0 | 0 | 598600000 | 598600000 | 1494000000 | 1494000000 | 0 | 0 | 460600000 | 5.701e-06 | 7768000000 | 0.65 | N/A | Yes | BEM | Hydrodynamics | (with | Morison | drag) | 0 | 0 | 0
[7 empty] | 237.1 | 189 | 0.8 | 15 | Floater | No | 0 | 3.699e-05 | 0 | 0 | 598600000 | 598600000 | 1494000000 | 1494000000 | 0 | 0 | 460600000 | 5.701e-06 | 7768000000 | 0.65 | N/A | Yes | BEM | Hydrodynamics | (with | Morison | drag) | 0 | 0 | 0 | [9 empty] | 237 | 189 | 190 | 237 | 237 | 1c | 0 | 237 | 2.10E+11 | 8.08E+10 | 7850 | 0.8 | 0.015
[7 empty] | 237.2 | 190 | 0.8 | 15 | Floater | No | 0 | 3.699e-05 | 0 | 0 | 598600000 | 598600000 | 1494000000 | 1494000000 | 0 | 0 | 460600000 | 5.701e-06 | 7768000000 | 0.65 | N/A | Yes | BEM | Hydrodynamics | (with | Morison | drag) | 0 | 0 | 0
[7 empty] | 238.1 | 190 | 0.8 | 15 | Floater | No | 0 | 3.699e-05 | 0 | 0 | 598600000 | 598600000 | 1494000000 | 1494000000 | 0 | 0 | 460600000 | 5.701e-06 | 7768000000 | 0.65 | N/A | Yes | BEM | Hydrodynamics | (with | Morison | drag) | 0 | 0 | 0 | [9 empty] | 238 | 190 | 128 | 238 | 238 | 1c | 0 | 238 | 2.10E+11 | 8.08E+10 | 7850 | 0.8 | 0.015
[7 empty] | 238.2 | 128 | 0.8 | 15 | Floater | No | 0 | 3.699e-05 | 0 | 0 | 598600000 | 598600000 | 1494000000 | 1494000000 | 0 | 0 | 460600000 | 5.701e-06 | 7768000000 | 0.65 | N/A | Yes | BEM | Hydrodynamics | (with | Morison | drag) | 0 | 0 | 0
[7 empty] | 239.1 | 76 | 0.8 | 15 | Floater | No | 0 | 3.699e-05 | 0 | 0 | 598600000 | 598600000 | 1494000000 | 1494000000 | 0 | 0 | 460600000 | 5.701e-06 | 7768000000 | 0.65 | N/A | Yes | BEM | Hydrodynamics | (with | Morison | drag) | 0 | 0 | 0 | [9 empty] | 239 | 76 | 191 | 239 | 239 | 1c | 0 | 239 | 2.10E+11 | 8.08E+10 | 7850 | 0.8 | 0.015
[7 empty] | 239.2 | 191 | 0.8 | 15 | Floater | No | 0 | 3.699e-05 | 0 | 0 | 598600000 | 598600000 | 1494000000 | 1494000000 | 0 | 0 | 460600000 | 5.701e-06 | 7768000000 | 0.65 | N/A | Yes | BEM | Hydrodynamics | (with | Morison | drag) | 0 | 0 | 0
[7 empty] | 240.1 | 191 | 0.8 | 15 | Floater | No | 0 | 3.699e-05 | 0 | 0 | 598600000 | 598600000 | 1494000000 | 1494000000 | 0 | 0 | 460600000 | 5.701e-06 | 7768000000 | 0.65 | N/A | Yes | BEM | Hydrodynamics | (with | Morison | drag) | 0 | 0 | 0 | [9 empty] | 240 | 191 | 192 | 240 | 240 | 1c | 0 | 240 | 2.10E+11 | 8.08E+10 | 7850 | 0.8 | 0.015
[7 empty] | 240.2 | 192 | 0.8 | 15 | Floater | No | 0 | 3.699e-05 | 0 | 0 | 598600000 | 598600000 | 1494000000 | 1494000000 | 0 | 0 | 460600000 | 5.701e-06 | 7768000000 | 0.65 | N/A | Yes | BEM | Hydrodynamics | (with | Morison | drag) | 0 | 0 | 0
[7 empty] | 241.1 | 192 | 0.8 | 15 | Floater | No | 0 | 3.699e-05 | 0 | 0 | 598600000 | 598600000 | 1494000000 | 1494000000 | 0 | 0 | 460600000 | 5.701e-06 | 7768000000 | 0.65 | N/A | Yes | BEM | Hydrodynamics | (with | Morison | drag) | 0 | 0 | 0 | [9 empty] | 241 | 192 | 139 | 241 | 241 | 1c | 0 | 241 | 2.10E+11 | 8.08E+10 | 7850 | 0.8 | 0.015
[7 empty] | 241.2 | 139 | 0.8 | 15 | Floater | No | 0 | 3.699e-05 | 0 | 0 | 598600000 | 598600000 | 1494000000 | 1494000000 | 0 | 0 | 460600000 | 5.701e-06 | 7768000000 | 0.65 | N/A | Yes | BEM | Hydrodynamics | (with | Morison | drag) | 0 | 0 | 0
[7 empty] | 242.1 | 84 | 0.8 | 15 | Floater | No | 0 | 3.699e-05 | 0 | 0 | 598600000 | 598600000 | 1494000000 | 1494000000 | 0 | 0 | 460600000 | 5.701e-06 | 7768000000 | 0.65 | N/A | Yes | BEM | Hydrodynamics | (with | Morison | drag) | 0 | 0 | 0 | [9 empty] | 242 | 84 | 193 | 242 | 242 | 1c | 0 | 242 | 2.10E+11 | 8.08E+10 | 7850 | 0.8 | 0.015
[7 empty] | 242.2 | 193 | 0.8 | 15 | Floater | No | 0 | 3.699e-05 | 0 | 0 | 598600000 | 598600000 | 1494000000 | 1494000000 | 0 | 0 | 460600000 | 5.701e-06 | 7768000000 | 0.65 | N/A | Yes | BEM | Hydrodynamics | (with | Morison | drag) | 0 | 0 | 0
[7 empty] | 243.1 | 193 | 0.8 | 15 | Floater | No | 0 | 3.699e-05 | 0 | 0 | 598600000 | 598600000 | 1494000000 | 1494000000 | 0 | 0 | 460600000 | 5.701e-06 | 7768000000 | 0.65 | N/A | Yes | BEM | Hydrodynamics | (with | Morison | drag) | 0 | 0 | 0 | [9 empty] | 243 | 193 | 194 | 243 | 243 | 1c | 0 | 243 | 2.10E+11 | 8.08E+10 | 7850 | 0.8 | 0.015
[7 empty] | 243.2 | 194 | 0.8 | 15 | Floater | No | 0 | 3.699e-05 | 0 | 0 | 598600000 | 598600000 | 1494000000 | 1494000000 | 0 | 0 | 460600000 | 5.701e-06 | 7768000000 | 0.65 | N/A | Yes | BEM | Hydrodynamics | (with | Morison | drag) | 0 | 0 | 0
[7 empty] | 244.1 | 194 | 0.8 | 15 | Floater | No | 0 | 3.699e-05 | 0 | 0 | 598600000 | 598600000 | 1494000000 | 1494000000 | 0 | 0 | 460600000 | 5.701e-06 | 7768000000 | 0.65 | N/A | Yes | BEM | Hydrodynamics | (with | Morison | drag) | 0 | 0 | 0 | [9 empty] | 244 | 194 | 141 | 244 | 244 | 1c | 0 | 244 | 2.10E+11 | 8.08E+10 | 7850 | 0.8 | 0.015
[7 empty] | 244.2 | 141 | 0.8 | 15 | Floater | No | 0 | 3.699e-05 | 0 | 0 | 598600000 | 598600000 | 1494000000 | 1494000000 | 0 | 0 | 460600000 | 5.701e-06 | 7768000000 | 0.65 | N/A | Yes | BEM | Hydrodynamics | (with | Morison | drag) | 0 | 0 | 0
[7 empty] | 245.1 | 89 | 0.8 | 15 | Floater | No | 0 | 3.699e-05 | 0 | 0 | 598600000 | 598600000 | 1494000000 | 1494000000 | 0 | 0 | 460600000 | 5.701e-06 | 7768000000 | 0.65 | N/A | Yes | BEM | Hydrodynamics | (with | Morison | drag) | 0 | 0 | 0 | [9 empty] | 245 | 89 | 195 | 245 | 245 | 1c | 0 | 245 | 2.10E+11 | 8.08E+10 | 7850 | 0.8 | 0.015
[7 empty] | 245.2 | 195 | 0.8 | 15 | Floater | No | 0 | 3.699e-05 | 0 | 0 | 598600000 | 598600000 | 1494000000 | 1494000000 | 0 | 0 | 460600000 | 5.701e-06 | 7768000000 | 0.65 | N/A | Yes | BEM | Hydrodynamics | (with | Morison | drag) | 0 | 0 | 0
[7 empty] | 246.1 | 195 | 0.8 | 15 | Floater | No | 0 | 3.699e-05 | 0 | 0 | 598600000 | 598600000 | 1494000000 | 1494000000 | 0 | 0 | 460600000 | 5.701e-06 | 7768000000 | 0.65 | N/A | Yes | BEM | Hydrodynamics | (with | Morison | drag) | 0 | 0 | 0 | [9 empty] | 246 | 195 | 196 | 246 | 246 | 1c | 0 | 246 | 2.10E+11 | 8.08E+10 | 7850 | 0.8 | 0.015
[7 empty] | 246.2 | 196 | 0.8 | 15 | Floater | No | 0 | 3.699e-05 | 0 | 0 | 598600000 | 598600000 | 1494000000 | 1494000000 | 0 | 0 | 460600000 | 5.701e-06 | 7768000000 | 0.65 | N/A | Yes | BEM | Hydrodynamics | (with | Morison | drag) | 0 | 0 | 0
[7 empty] | 247.1 | 196 | 0.8 | 15 | Floater | No | 0 | 3.699e-05 | 0 | 0 | 598600000 | 598600000 | 1494000000 | 1494000000 | 0 | 0 | 460600000 | 5.701e-06 | 7768000000 | 0.65 | N/A | Yes | BEM | Hydrodynamics | (with | Morison | drag) | 0 | 0 | 0 | [9 empty] | 247 | 196 | 152 | 247 | 247 | 1c | 0 | 247 | 2.10E+11 | 8.08E+10 | 7850 | 0.8 | 0.015
[7 empty] | 247.2 | 152 | 0.8 | 15 | Floater | No | 0 | 3.699e-05 | 0 | 0 | 598600000 | 598600000 | 1494000000 | 1494000000 | 0 | 0 | 460600000 | 5.701e-06 | 7768000000 | 0.65 | N/A | Yes | BEM | Hydrodynamics | (with | Morison | drag) | 0 | 0 | 0
[7 empty] | 248.1 | 97 | 0.8 | 15 | Floater | No | 0 | 3.699e-05 | 0 | 0 | 598600000 | 598600000 | 1494000000 | 1494000000 | 0 | 0 | 460600000 | 5.701e-06 | 7768000000 | 0.65 | N/A | Yes | BEM | Hydrodynamics | (with | Morison | drag) | 0 | 0 | 0 | [9 empty] | 248 | 97 | 197 | 248 | 248 | 1c | 0 | 248 | 2.10E+11 | 8.08E+10 | 7850 | 0.8 | 0.015
[7 empty] | 248.2 | 197 | 0.8 | 15 | Floater | No | 0 | 3.699e-05 | 0 | 0 | 598600000 | 598600000 | 1494000000 | 1494000000 | 0 | 0 | 460600000 | 5.701e-06 | 7768000000 | 0.65 | N/A | Yes | BEM | Hydrodynamics | (with | Morison | drag) | 0 | 0 | 0
[7 empty] | 249.1 | 197 | 0.8 | 15 | Floater | No | 0 | 3.699e-05 | 0 | 0 | 598600000 | 598600000 | 1494000000 | 1494000000 | 0 | 0 | 460600000 | 5.701e-06 | 7768000000 | 0.65 | N/A | Yes | BEM | Hydrodynamics | (with | Morison | drag) | 0 | 0 | 0 | [9 empty] | 249 | 197 | 198 | 249 | 249 | 1c | 0 | 249 | 2.10E+11 | 8.08E+10 | 7850 | 0.8 | 0.015
[7 empty] | 249.2 | 198 | 0.8 | 15 | Floater | No | 0 | 3.699e-05 | 0 | 0 | 598600000 | 598600000 | 1494000000 | 1494000000 | 0 | 0 | 460600000 | 5.701e-06 | 7768000000 | 0.65 | N/A | Yes | BEM | Hydrodynamics | (with | Morison | drag) | 0 | 0 | 0
[7 empty] | 250.1 | 198 | 0.8 | 15 | Floater | No | 0 | 3.699e-05 | 0 | 0 | 598600000 | 598600000 | 1494000000 | 1494000000 | 0 | 0 | 460600000 | 5.701e-06 | 7768000000 | 0.65 | N/A | Yes | BEM | Hydrodynamics | (with | Morison | drag) | 0 | 0 | 0 | [9 empty] | 250 | 198 | 154 | 250 | 250 | 1c | 0 | 250 | 2.10E+11 | 8.08E+10 | 7850 | 0.8 | 0.015
[7 empty] | 250.2 | 154 | 0.8 | 15 | Floater | No | 0 | 3.699e-05 | 0 | 0 | 598600000 | 598600000 | 1494000000 | 1494000000 | 0 | 0 | 460600000 | 5.701e-06 | 7768000000 | 0.65 | N/A | Yes | BEM | Hydrodynamics | (with | Morison | drag) | 0 | 0 | 0
[7 empty] | 251.1 | 62 | 0.5 | 10 | Floater | No | 0 | 1.539e-05 | 0 | 0 | 97060000 | 97060000 | 621900000 | 621900000 | 0 | 0 | 74690000 | 9.244e-07 | 3233000000 | 0.65 | N/A | Yes | BEM | Hydrodynamics | (with | Morison | drag) | 0 | 0 | 0 | [9 empty] | 251 | 62 | 199 | 251 | 251 | 1c | 0 | 251 | 2.10E+11 | 8.08E+10 | 7850 | 0.5 | 0.01
[7 empty] | 251.2 | 199 | 0.5 | 10 | Floater | No | 0 | 1.539e-05 | 0 | 0 | 97060000 | 97060000 | 621900000 | 621900000 | 0 | 0 | 74690000 | 9.244e-07 | 3233000000 | 0.65 | N/A | Yes | BEM | Hydrodynamics | (with | Morison | drag) | 0 | 0 | 0
[7 empty] | 252.1 | 199 | 0.5 | 10 | Floater | No | 0 | 1.539e-05 | 0 | 0 | 97060000 | 97060000 | 621900000 | 621900000 | 0 | 0 | 74690000 | 9.244e-07 | 3233000000 | 0.65 | N/A | Yes | BEM | Hydrodynamics | (with | Morison | drag) | 0 | 0 | 0 | [9 empty] | 252 | 199 | 200 | 252 | 252 | 1c | 0 | 252 | 2.10E+11 | 8.08E+10 | 7850 | 0.5 | 0.01
[7 empty] | 252.2 | 200 | 0.5 | 10 | Floater | No | 0 | 1.539e-05 | 0 | 0 | 97060000 | 97060000 | 621900000 | 621900000 | 0 | 0 | 74690000 | 9.244e-07 | 3233000000 | 0.65 | N/A | Yes | BEM | Hydrodynamics | (with | Morison | drag) | 0 | 0 | 0
[7 empty] | 253.1 | 200 | 0.5 | 10 | Floater | No | 0 | 1.539e-05 | 0 | 0 | 97060000 | 97060000 | 621900000 | 621900000 | 0 | 0 | 74690000 | 9.244e-07 | 3233000000 | 0.65 | N/A | Yes | BEM | Hydrodynamics | (with | Morison | drag) | 0 | 0 | 0 | [9 empty] | 253 | 200 | 122 | 253 | 253 | 1c | 0 | 253 | 2.10E+11 | 8.08E+10 | 7850 | 0.5 | 0.01
[7 empty] | 253.2 | 122 | 0.5 | 10 | Floater | No | 0 | 1.539e-05 | 0 | 0 | 97060000 | 97060000 | 621900000 | 621900000 | 0 | 0 | 74690000 | 9.244e-07 | 3233000000 | 0.65 | N/A | Yes | BEM | Hydrodynamics | (with | Morison | drag) | 0 | 0 | 0
[7 empty] | 254.1 | 67 | 0.5 | 10 | Floater | No | 0 | 1.539e-05 | 0 | 0 | 97060000 | 97060000 | 621900000 | 621900000 | 0 | 0 | 74690000 | 9.244e-07 | 3233000000 | 0.65 | N/A | Yes | BEM | Hydrodynamics | (with | Morison | drag) | 0 | 0 | 0 | [9 empty] | 254 | 67 | 201 | 254 | 254 | 1c | 0 | 254 | 2.10E+11 | 8.08E+10 | 7850 | 0.5 | 0.01
[7 empty] | 254.2 | 201 | 0.5 | 10 | Floater | No | 0 | 1.539e-05 | 0 | 0 | 97060000 | 97060000 | 621900000 | 621900000 | 0 | 0 | 74690000 | 9.244e-07 | 3233000000 | 0.65 | N/A | Yes | BEM | Hydrodynamics | (with | Morison | drag) | 0 | 0 | 0
[7 empty] | 255.1 | 201 | 0.5 | 10 | Floater | No | 0 | 1.539e-05 | 0 | 0 | 97060000 | 97060000 | 621900000 | 621900000 | 0 | 0 | 74690000 | 9.244e-07 | 3233000000 | 0.65 | N/A | Yes | BEM | Hydrodynamics | (with | Morison | drag) | 0 | 0 | 0 | [9 empty] | 255 | 201 | 202 | 255 | 255 | 1c | 0 | 255 | 2.10E+11 | 8.08E+10 | 7850 | 0.5 | 0.01
[7 empty] | 255.2 | 202 | 0.5 | 10 | Floater | No | 0 | 1.539e-05 | 0 | 0 | 97060000 | 97060000 | 621900000 | 621900000 | 0 | 0 | 74690000 | 9.244e-07 | 3233000000 | 0.65 | N/A | Yes | BEM | Hydrodynamics | (with | Morison | drag) | 0 | 0 | 0
[7 empty] | 256.1 | 202 | 0.5 | 10 | Floater | No | 0 | 1.539e-05 | 0 | 0 | 97060000 | 97060000 | 621900000 | 621900000 | 0 | 0 | 74690000 | 9.244e-07 | 3233000000 | 0.65 | N/A | Yes | BEM | Hydrodynamics | (with | Morison | drag) | 0 | 0 | 0 | [9 empty] | 256 | 202 | 127 | 256 | 256 | 1c | 0 | 256 | 2.10E+11 | 8.08E+10 | 7850 | 0.5 | 0.01
[7 empty] | 256.2 | 127 | 0.5 | 10 | Floater | No | 0 | 1.539e-05 | 0 | 0 | 97060000 | 97060000 | 621900000 | 621900000 | 0 | 0 | 74690000 | 9.244e-07 | 3233000000 | 0.65 | N/A | Yes | BEM | Hydrodynamics | (with | Morison | drag) | 0 | 0 | 0
[7 empty] | 257.1 | 72 | 0.5 | 10 | Floater | No | 0 | 1.539e-05 | 0 | 0 | 97060000 | 97060000 | 621900000 | 621900000 | 0 | 0 | 74690000 | 9.244e-07 | 3233000000 | 0.65 | N/A | Yes | BEM | Hydrodynamics | (with | Morison | drag) | 0 | 0 | 0 | [9 empty] | 257 | 72 | 203 | 257 | 257 | 1c | 0 | 257 | 2.10E+11 | 8.08E+10 | 7850 | 0.5 | 0.01
[7 empty] | 257.2 | 203 | 0.5 | 10 | Floater | No | 0 | 1.539e-05 | 0 | 0 | 97060000 | 97060000 | 621900000 | 621900000 | 0 | 0 | 74690000 | 9.244e-07 | 3233000000 | 0.65 | N/A | Yes | BEM | Hydrodynamics | (with | Morison | drag) | 0 | 0 | 0
[7 empty] | 258.1 | 203 | 0.5 | 10 | Floater | No | 0 | 1.539e-05 | 0 | 0 | 97060000 | 97060000 | 621900000 | 621900000 | 0 | 0 | 74690000 | 9.244e-07 | 3233000000 | 0.65 | N/A | Yes | BEM | Hydrodynamics | (with | Morison | drag) | 0 | 0 | 0 | [9 empty] | 258 | 203 | 204 | 258 | 258 | 1c | 0 | 258 | 2.10E+11 | 8.08E+10 | 7850 | 0.5 | 0.01
[7 empty] | 258.2 | 204 | 0.5 | 10 | Floater | No | 0 | 1.539e-05 | 0 | 0 | 97060000 | 97060000 | 621900000 | 621900000 | 0 | 0 | 74690000 | 9.244e-07 | 3233000000 | 0.65 | N/A | Yes | BEM | Hydrodynamics | (with | Morison | drag) | 0 | 0 | 0
[7 empty] | 259.1 | 204 | 0.5 | 15 | Floater | No | 0 | 2.286e-05 | 0 | 0 | 141300000 | 141300000 | 923300000 | 923300000 | 0 | 0 | 108700000 | 1.345e-06 | 4800000000 | 0.65 | N/A | Yes | BEM | Hydrodynamics | (with | Morison | drag) | 0 | 0 | 0 | [9 empty] | 259 | 204 | 132 | 259 | 259 | 1c | 0 | 259 | 2.10E+11 | 8.08E+10 | 7850 | 0.5 | 0.015
[7 empty] | 259.2 | 132 | 0.5 | 15 | Floater | No | 0 | 2.286e-05 | 0 | 0 | 141300000 | 141300000 | 923300000 | 923300000 | 0 | 0 | 108700000 | 1.345e-06 | 4800000000 | 0.65 | N/A | Yes | BEM | Hydrodynamics | (with | Morison | drag) | 0 | 0 | 0
[7 empty] | 260.1 | 75 | 0.5 | 10 | Floater | No | 0 | 1.539e-05 | 0 | 0 | 97060000 | 97060000 | 621900000 | 621900000 | 0 | 0 | 74690000 | 9.244e-07 | 3233000000 | 0.65 | N/A | Yes | BEM | Hydrodynamics | (with | Morison | drag) | 0 | 0 | 0 | [9 empty] | 260 | 75 | 205 | 260 | 260 | 1c | 0 | 260 | 2.10E+11 | 8.08E+10 | 7850 | 0.5 | 0.01
[7 empty] | 260.2 | 205 | 0.5 | 10 | Floater | No | 0 | 1.539e-05 | 0 | 0 | 97060000 | 97060000 | 621900000 | 621900000 | 0 | 0 | 74690000 | 9.244e-07 | 3233000000 | 0.65 | N/A | Yes | BEM | Hydrodynamics | (with | Morison | drag) | 0 | 0 | 0
[7 empty] | 261.1 | 205 | 0.5 | 10 | Floater | No | 0 | 1.539e-05 | 0 | 0 | 97060000 | 97060000 | 621900000 | 621900000 | 0 | 0 | 74690000 | 9.244e-07 | 3233000000 | 0.65 | N/A | Yes | BEM | Hydrodynamics | (with | Morison | drag) | 0 | 0 | 0 | [9 empty] | 261 | 205 | 206 | 261 | 261 | 1c | 0 | 261 | 2.10E+11 | 8.08E+10 | 7850 | 0.5 | 0.01
[7 empty] | 261.2 | 206 | 0.5 | 10 | Floater | No | 0 | 1.539e-05 | 0 | 0 | 97060000 | 97060000 | 621900000 | 621900000 | 0 | 0 | 74690000 | 9.244e-07 | 3233000000 | 0.65 | N/A | Yes | BEM | Hydrodynamics | (with | Morison | drag) | 0 | 0 | 0
[7 empty] | 262.1 | 206 | 0.5 | 10 | Floater | No | 0 | 1.539e-05 | 0 | 0 | 97060000 | 97060000 | 621900000 | 621900000 | 0 | 0 | 74690000 | 9.244e-07 | 3233000000 | 0.65 | N/A | Yes | BEM | Hydrodynamics | (with | Morison | drag) | 0 | 0 | 0 | [9 empty] | 262 | 206 | 135 | 262 | 262 | 1c | 0 | 262 | 2.10E+11 | 8.08E+10 | 7850 | 0.5 | 0.01
[7 empty] | 262.2 | 135 | 0.5 | 10 | Floater | No | 0 | 1.539e-05 | 0 | 0 | 97060000 | 97060000 | 621900000 | 621900000 | 0 | 0 | 74690000 | 9.244e-07 | 3233000000 | 0.65 | N/A | Yes | BEM | Hydrodynamics | (with | Morison | drag) | 0 | 0 | 0
[7 empty] | 263.1 | 80 | 0.5 | 10 | Floater | No | 0 | 1.539e-05 | 0 | 0 | 97060000 | 97060000 | 621900000 | 621900000 | 0 | 0 | 74690000 | 9.244e-07 | 3233000000 | 0.65 | N/A | Yes | BEM | Hydrodynamics | (with | Morison | drag) | 0 | 0 | 0 | [9 empty] | 263 | 80 | 207 | 263 | 263 | 1c | 0 | 263 | 2.10E+11 | 8.08E+10 | 7850 | 0.5 | 0.01
[7 empty] | 263.2 | 207 | 0.5 | 10 | Floater | No | 0 | 1.539e-05 | 0 | 0 | 97060000 | 97060000 | 621900000 | 621900000 | 0 | 0 | 74690000 | 9.244e-07 | 3233000000 | 0.65 | N/A | Yes | BEM | Hydrodynamics | (with | Morison | drag) | 0 | 0 | 0
[7 empty] | 264.1 | 207 | 0.5 | 10 | Floater | No | 0 | 1.539e-05 | 0 | 0 | 97060000 | 97060000 | 621900000 | 621900000 | 0 | 0 | 74690000 | 9.244e-07 | 3233000000 | 0.65 | N/A | Yes | BEM | Hydrodynamics | (with | Morison | drag) | 0 | 0 | 0 | [9 empty] | 264 | 207 | 208 | 264 | 264 | 1c | 0 | 264 | 2.10E+11 | 8.08E+10 | 7850 | 0.5 | 0.01
[7 empty] | 264.2 | 208 | 0.5 | 10 | Floater | No | 0 | 1.539e-05 | 0 | 0 | 97060000 | 97060000 | 621900000 | 621900000 | 0 | 0 | 74690000 | 9.244e-07 | 3233000000 | 0.65 | N/A | Yes | BEM | Hydrodynamics | (with | Morison | drag) | 0 | 0 | 0
[7 empty] | 265.1 | 208 | 0.5 | 10 | Floater | No | 0 | 1.539e-05 | 0 | 0 | 97060000 | 97060000 | 621900000 | 621900000 | 0 | 0 | 74690000 | 9.244e-07 | 3233000000 | 0.65 | N/A | Yes | BEM | Hydrodynamics | (with | Morison | drag) | 0 | 0 | 0 | [9 empty] | 265 | 208 | 140 | 265 | 265 | 1c | 0 | 265 | 2.10E+11 | 8.08E+10 | 7850 | 0.5 | 0.01
[7 empty] | 265.2 | 140 | 0.5 | 10 | Floater | No | 0 | 1.539e-05 | 0 | 0 | 97060000 | 97060000 | 621900000 | 621900000 | 0 | 0 | 74690000 | 9.244e-07 | 3233000000 | 0.65 | N/A | Yes | BEM | Hydrodynamics | (with | Morison | drag) | 0 | 0 | 0
[7 empty] | 266.1 | 85 | 0.5 | 10 | Floater | No | 0 | 1.539e-05 | 0 | 0 | 97060000 | 97060000 | 621900000 | 621900000 | 0 | 0 | 74690000 | 9.244e-07 | 3233000000 | 0.65 | N/A | Yes | BEM | Hydrodynamics | (with | Morison | drag) | 0 | 0 | 0 | [9 empty] | 266 | 85 | 209 | 266 | 266 | 1c | 0 | 266 | 2.10E+11 | 8.08E+10 | 7850 | 0.5 | 0.01
[7 empty] | 266.2 | 209 | 0.5 | 10 | Floater | No | 0 | 1.539e-05 | 0 | 0 | 97060000 | 97060000 | 621900000 | 621900000 | 0 | 0 | 74690000 | 9.244e-07 | 3233000000 | 0.65 | N/A | Yes | BEM | Hydrodynamics | (with | Morison | drag) | 0 | 0 | 0
[7 empty] | 267.1 | 209 | 0.5 | 10 | Floater | No | 0 | 1.539e-05 | 0 | 0 | 97060000 | 97060000 | 621900000 | 621900000 | 0 | 0 | 74690000 | 9.244e-07 | 3233000000 | 0.65 | N/A | Yes | BEM | Hydrodynamics | (with | Morison | drag) | 0 | 0 | 0 | [9 empty] | 267 | 209 | 210 | 267 | 267 | 1c | 0 | 267 | 2.10E+11 | 8.08E+10 | 7850 | 0.5 | 0.01
[7 empty] | 267.2 | 210 | 0.5 | 10 | Floater | No | 0 | 1.539e-05 | 0 | 0 | 97060000 | 97060000 | 621900000 | 621900000 | 0 | 0 | 74690000 | 9.244e-07 | 3233000000 | 0.65 | N/A | Yes | BEM | Hydrodynamics | (with | Morison | drag) | 0 | 0 | 0
[7 empty] | 268.1 | 210 | 0.5 | 10 | Floater | No | 0 | 1.539e-05 | 0 | 0 | 97060000 | 97060000 | 621900000 | 621900000 | 0 | 0 | 74690000 | 9.244e-07 | 3233000000 | 0.65 | N/A | Yes | BEM | Hydrodynamics | (with | Morison | drag) | 0 | 0 | 0 | [9 empty] | 268 | 210 | 145 | 268 | 268 | 1c | 0 | 268 | 2.10E+11 | 8.08E+10 | 7850 | 0.5 | 0.01
[7 empty] | 268.2 | 145 | 0.5 | 10 | Floater | No | 0 | 1.539e-05 | 0 | 0 | 97060000 | 97060000 | 621900000 | 621900000 | 0 | 0 | 74690000 | 9.244e-07 | 3233000000 | 0.65 | N/A | Yes | BEM | Hydrodynamics | (with | Morison | drag) | 0 | 0 | 0
[7 empty] | 269.1 | 88 | 0.5 | 10 | Floater | No | 0 | 1.539e-05 | 0 | 0 | 97060000 | 97060000 | 621900000 | 621900000 | 0 | 0 | 74690000 | 9.244e-07 | 3233000000 | 0.65 | N/A | Yes | BEM | Hydrodynamics | (with | Morison | drag) | 0 | 0 | 0 | [9 empty] | 269 | 88 | 211 | 269 | 269 | 1c | 0 | 269 | 2.10E+11 | 8.08E+10 | 7850 | 0.5 | 0.01
[7 empty] | 269.2 | 211 | 0.5 | 10 | Floater | No | 0 | 1.539e-05 | 0 | 0 | 97060000 | 97060000 | 621900000 | 621900000 | 0 | 0 | 74690000 | 9.244e-07 | 3233000000 | 0.65 | N/A | Yes | BEM | Hydrodynamics | (with | Morison | drag) | 0 | 0 | 0
[7 empty] | 270.1 | 211 | 0.5 | 10 | Floater | No | 0 | 1.539e-05 | 0 | 0 | 97060000 | 97060000 | 621900000 | 621900000 | 0 | 0 | 74690000 | 9.244e-07 | 3233000000 | 0.65 | N/A | Yes | BEM | Hydrodynamics | (with | Morison | drag) | 0 | 0 | 0 | [9 empty] | 270 | 211 | 212 | 270 | 270 | 1c | 0 | 270 | 2.10E+11 | 8.08E+10 | 7850 | 0.5 | 0.01
[7 empty] | 270.2 | 212 | 0.5 | 10 | Floater | No | 0 | 1.539e-05 | 0 | 0 | 97060000 | 97060000 | 621900000 | 621900000 | 0 | 0 | 74690000 | 9.244e-07 | 3233000000 | 0.65 | N/A | Yes | BEM | Hydrodynamics | (with | Morison | drag) | 0 | 0 | 0
[7 empty] | 271.1 | 212 | 0.5 | 10 | Floater | No | 0 | 1.539e-05 | 0 | 0 | 97060000 | 97060000 | 621900000 | 621900000 | 0 | 0 | 74690000 | 9.244e-07 | 3233000000 | 0.65 | N/A | Yes | BEM | Hydrodynamics | (with | Morison | drag) | 0 | 0 | 0 | [9 empty] | 271 | 212 | 148 | 271 | 271 | 1c | 0 | 271 | 2.10E+11 | 8.08E+10 | 7850 | 0.5 | 0.01
[7 empty] | 271.2 | 148 | 0.5 | 10 | Floater | No | 0 | 1.539e-05 | 0 | 0 | 97060000 | 97060000 | 621900000 | 621900000 | 0 | 0 | 74690000 | 9.244e-07 | 3233000000 | 0.65 | N/A | Yes | BEM | Hydrodynamics | (with | Morison | drag) | 0 | 0 | 0
[7 empty] | 272.1 | 93 | 0.5 | 10 | Floater | No | 0 | 1.539e-05 | 0 | 0 | 97060000 | 97060000 | 621900000 | 621900000 | 0 | 0 | 74690000 | 9.244e-07 | 3233000000 | 0.65 | N/A | Yes | BEM | Hydrodynamics | (with | Morison | drag) | 0 | 0 | 0 | [9 empty] | 272 | 93 | 213 | 272 | 272 | 1c | 0 | 272 | 2.10E+11 | 8.08E+10 | 7850 | 0.5 | 0.01
[7 empty] | 272.2 | 213 | 0.5 | 10 | Floater | No | 0 | 1.539e-05 | 0 | 0 | 97060000 | 97060000 | 621900000 | 621900000 | 0 | 0 | 74690000 | 9.244e-07 | 3233000000 | 0.65 | N/A | Yes | BEM | Hydrodynamics | (with | Morison | drag) | 0 | 0 | 0
[7 empty] | 273.1 | 213 | 0.5 | 10 | Floater | No | 0 | 1.539e-05 | 0 | 0 | 97060000 | 97060000 | 621900000 | 621900000 | 0 | 0 | 74690000 | 9.244e-07 | 3233000000 | 0.65 | N/A | Yes | BEM | Hydrodynamics | (with | Morison | drag) | 0 | 0 | 0 | [9 empty] | 273 | 213 | 214 | 273 | 273 | 1c | 0 | 273 | 2.10E+11 | 8.08E+10 | 7850 | 0.5 | 0.01
[7 empty] | 273.2 | 214 | 0.5 | 10 | Floater | No | 0 | 1.539e-05 | 0 | 0 | 97060000 | 97060000 | 621900000 | 621900000 | 0 | 0 | 74690000 | 9.244e-07 | 3233000000 | 0.65 | N/A | Yes | BEM | Hydrodynamics | (with | Morison | drag) | 0 | 0 | 0
[7 empty] | 274.1 | 214 | 0.5 | 10 | Floater | No | 0 | 1.539e-05 | 0 | 0 | 97060000 | 97060000 | 621900000 | 621900000 | 0 | 0 | 74690000 | 9.244e-07 | 3233000000 | 0.65 | N/A | Yes | BEM | Hydrodynamics | (with | Morison | drag) | 0 | 0 | 0 | [9 empty] | 274 | 214 | 153 | 274 | 274 | 1c | 0 | 274 | 2.10E+11 | 8.08E+10 | 7850 | 0.5 | 0.01
[7 empty] | 274.2 | 153 | 0.5 | 10 | Floater | No | 0 | 1.539e-05 | 0 | 0 | 97060000 | 97060000 | 621900000 | 621900000 | 0 | 0 | 74690000 | 9.244e-07 | 3233000000 | 0.65 | N/A | Yes | BEM | Hydrodynamics | (with | Morison | drag) | 0 | 0 | 0
[7 empty] | 275.1 | 98 | 0.5 | 10 | Floater | No | 0 | 1.539e-05 | 0 | 0 | 97060000 | 97060000 | 621900000 | 621900000 | 0 | 0 | 74690000 | 9.244e-07 | 3233000000 | 0.65 | N/A | Yes | BEM | Hydrodynamics | (with | Morison | drag) | 0 | 0 | 0 | [9 empty] | 275 | 98 | 215 | 275 | 275 | 1c | 0 | 275 | 2.10E+11 | 8.08E+10 | 7850 | 0.5 | 0.01
[7 empty] | 275.2 | 215 | 0.5 | 10 | Floater | No | 0 | 1.539e-05 | 0 | 0 | 97060000 | 97060000 | 621900000 | 621900000 | 0 | 0 | 74690000 | 9.244e-07 | 3233000000 | 0.65 | N/A | Yes | BEM | Hydrodynamics | (with | Morison | drag) | 0 | 0 | 0
[7 empty] | 276.1 | 215 | 0.5 | 10 | Floater | No | 0 | 1.539e-05 | 0 | 0 | 97060000 | 97060000 | 621900000 | 621900000 | 0 | 0 | 74690000 | 9.244e-07 | 3233000000 | 0.65 | N/A | Yes | BEM | Hydrodynamics | (with | Morison | drag) | 0 | 0 | 0 | [9 empty] | 276 | 215 | 216 | 276 | 276 | 1c | 0 | 276 | 2.10E+11 | 8.08E+10 | 7850 | 0.5 | 0.01
[7 empty] | 276.2 | 216 | 0.5 | 10 | Floater | No | 0 | 1.539e-05 | 0 | 0 | 97060000 | 97060000 | 621900000 | 621900000 | 0 | 0 | 74690000 | 9.244e-07 | 3233000000 | 0.65 | N/A | Yes | BEM | Hydrodynamics | (with | Morison | drag) | 0 | 0 | 0
[7 empty] | 277.1 | 216 | 0.5 | 10 | Floater | No | 0 | 1.539e-05 | 0 | 0 | 97060000 | 97060000 | 621900000 | 621900000 | 0 | 0 | 74690000 | 9.244e-07 | 3233000000 | 0.65 | N/A | Yes | BEM | Hydrodynamics | (with | Morison | drag) | 0 | 0 | 0 | [9 empty] | 277 | 216 | 158 | 277 | 277 | 1c | 0 | 277 | 2.10E+11 | 8.08E+10 | 7850 | 0.5 | 0.01
[7 empty] | 277.2 | 158 | 0.5 | 10 | Floater | No | 0 | 1.539e-05 | 0 | 0 | 97060000 | 97060000 | 621900000 | 621900000 | 0 | 0 | 74690000 | 9.244e-07 | 3233000000 | 0.65 | N/A | Yes | BEM | Hydrodynamics | (with | Morison | drag) | 0 | 0 | 0
[7 empty] | 278.1 | 271 | 1.3 | 10 | Floater | No | 0 | 4.053e-05 | 0 | 0 | 1770000000 | 1770000000 | 1637000000 | 1637000000 | 0 | 0 | 1362000000 | 1.686e-05 | 8511000000 | 0.65 | N/A | Yes | BEM | Hydrodynamics | (with | Morison | drag) | 0 | 0 | 0 | [9 empty] | 278 | 271 | 217 | 278 | 278 | 1c | 0 | 278 | 2.10E+11 | 8.08E+10 | 7850 | 1.3 | 0.01
[7 empty] | 278.2 | 217 | 1.3 | 10 | Floater | No | 0 | 4.053e-05 | 0 | 0 | 1770000000 | 1770000000 | 1637000000 | 1637000000 | 0 | 0 | 1362000000 | 1.686e-05 | 8511000000 | 0.65 | N/A | Yes | BEM | Hydrodynamics | (with | Morison | drag) | 0 | 0 | 0
[7 empty] | 279.1 | 217 | 1.3 | 10 | Floater | No | 0 | 4.053e-05 | 0 | 0 | 1770000000 | 1770000000 | 1637000000 | 1637000000 | 0 | 0 | 1362000000 | 1.686e-05 | 8511000000 | 0.65 | N/A | Yes | BEM | Hydrodynamics | (with | Morison | drag) | 0 | 0 | 0 | [9 empty] | 279 | 217 | 284 | 279 | 279 | 1c | 0 | 279 | 2.10E+11 | 8.08E+10 | 7850 | 1.3 | 0.01
[7 empty] | 279.2 | 284 | 0.5 | 10 | Floater | No | 0 | 1.539e-05 | 0 | 0 | 97060000 | 97060000 | 621900000 | 621900000 | 0 | 0 | 74690000 | 9.244e-07 | 3233000000 | 0.65 | N/A | Yes | BEM | Hydrodynamics | (with | Morison | drag) | 0 | 0 | 0
[7 empty] | 280.1 | 218 | 1.3 | 10 | Floater | No | 0 | 4.053e-05 | 0 | 0 | 1770000000 | 1770000000 | 1637000000 | 1637000000 | 0 | 0 | 1362000000 | 1.686e-05 | 8511000000 | 0.65 | N/A | Yes | BEM | Hydrodynamics | (with | Morison | drag) | 0 | 0 | 0 | [9 empty] | 280 | 218 | 165 | 280 | 280 | 1c | 0 | 280 | 2.10E+11 | 8.08E+10 | 7850 | 1.3 | 0.01
[7 empty] | 280.2 | 165 | 1.3 | 10 | Floater | No | 0 | 4.053e-05 | 0 | 0 | 1770000000 | 1770000000 | 1637000000 | 1637000000 | 0 | 0 | 1362000000 | 1.686e-05 | 8511000000 | 0.65 | N/A | Yes | BEM | Hydrodynamics | (with | Morison | drag) | 0 | 0 | 0
[7 empty] | 281.1 | 272 | 1.3 | 10 | Floater | No | 0 | 4.053e-05 | 0 | 0 | 1770000000 | 1770000000 | 1637000000 | 1637000000 | 0 | 0 | 1362000000 | 1.686e-05 | 8511000000 | 0.65 | N/A | Yes | BEM | Hydrodynamics | (with | Morison | drag) | 0 | 0 | 0 | [9 empty] | 281 | 272 | 219 | 281 | 281 | 1c | 0 | 281 | 2.10E+11 | 8.08E+10 | 7850 | 1.3 | 0.01
[7 empty] | 281.2 | 219 | 1.3 | 10 | Floater | No | 0 | 4.053e-05 | 0 | 0 | 1770000000 | 1770000000 | 1637000000 | 1637000000 | 0 | 0 | 1362000000 | 1.686e-05 | 8511000000 | 0.65 | N/A | Yes | BEM | Hydrodynamics | (with | Morison | drag) | 0 | 0 | 0
[7 empty] | 282.1 | 219 | 1.3 | 10 | Floater | No | 0 | 4.053e-05 | 0 | 0 | 1770000000 | 1770000000 | 1637000000 | 1637000000 | 0 | 0 | 1362000000 | 1.686e-05 | 8511000000 | 0.65 | N/A | Yes | BEM | Hydrodynamics | (with | Morison | drag) | 0 | 0 | 0 | [9 empty] | 282 | 219 | 282 | 282 | 282 | 1c | 0 | 282 | 2.10E+11 | 8.08E+10 | 7850 | 1.3 | 0.01
[7 empty] | 282.2 | 282 | 0.5 | 10 | Floater | No | 0 | 1.539e-05 | 0 | 0 | 97060000 | 97060000 | 621900000 | 621900000 | 0 | 0 | 74690000 | 9.244e-07 | 3233000000 | 0.65 | N/A | Yes | BEM | Hydrodynamics | (with | Morison | drag) | 0 | 0 | 0
[7 empty] | 283.1 | 220 | 1.3 | 10 | Floater | No | 0 | 4.053e-05 | 0 | 0 | 1770000000 | 1770000000 | 1637000000 | 1637000000 | 0 | 0 | 1362000000 | 1.686e-05 | 8511000000 | 0.65 | N/A | Yes | BEM | Hydrodynamics | (with | Morison | drag) | 0 | 0 | 0 | [9 empty] | 283 | 220 | 168 | 283 | 283 | 1c | 0 | 283 | 2.10E+11 | 8.08E+10 | 7850 | 1.3 | 0.01
[7 empty] | 283.2 | 168 | 1.3 | 10 | Floater | No | 0 | 4.053e-05 | 0 | 0 | 1770000000 | 1770000000 | 1637000000 | 1637000000 | 0 | 0 | 1362000000 | 1.686e-05 | 8511000000 | 0.65 | N/A | Yes | BEM | Hydrodynamics | (with | Morison | drag) | 0 | 0 | 0
[7 empty] | 284.1 | 273 | 1.3 | 10 | Floater | No | 0 | 4.053e-05 | 0 | 0 | 1770000000 | 1770000000 | 1637000000 | 1637000000 | 0 | 0 | 1362000000 | 1.686e-05 | 8511000000 | 0.65 | N/A | Yes | BEM | Hydrodynamics | (with | Morison | drag) | 0 | 0 | 0 | [9 empty] | 284 | 273 | 221 | 284 | 284 | 1c | 0 | 284 | 2.10E+11 | 8.08E+10 | 7850 | 1.3 | 0.01
[7 empty] | 284.2 | 221 | 1.3 | 10 | Floater | No | 0 | 4.053e-05 | 0 | 0 | 1770000000 | 1770000000 | 1637000000 | 1637000000 | 0 | 0 | 1362000000 | 1.686e-05 | 8511000000 | 0.65 | N/A | Yes | BEM | Hydrodynamics | (with | Morison | drag) | 0 | 0 | 0
[7 empty] | 285.1 | 221 | 1.3 | 10 | Floater | No | 0 | 4.053e-05 | 0 | 0 | 1770000000 | 1770000000 | 1637000000 | 1637000000 | 0 | 0 | 1362000000 | 1.686e-05 | 8511000000 | 0.65 | N/A | Yes | BEM | Hydrodynamics | (with | Morison | drag) | 0 | 0 | 0 | [9 empty] | 285 | 221 | 280 | 285 | 285 | 1c | 0 | 285 | 2.10E+11 | 8.08E+10 | 7850 | 1.3 | 0.01
[7 empty] | 285.2 | 280 | 0.5 | 10 | Floater | No | 0 | 1.539e-05 | 0 | 0 | 97060000 | 97060000 | 621900000 | 621900000 | 0 | 0 | 74690000 | 9.244e-07 | 3233000000 | 0.65 | N/A | Yes | BEM | Hydrodynamics | (with | Morison | drag) | 0 | 0 | 0
[7 empty] | 286.1 | 222 | 1.3 | 10 | Floater | No | 0 | 4.053e-05 | 0 | 0 | 1770000000 | 1770000000 | 1637000000 | 1637000000 | 0 | 0 | 1362000000 | 1.686e-05 | 8511000000 | 0.65 | N/A | Yes | BEM | Hydrodynamics | (with | Morison | drag) | 0 | 0 | 0 | [9 empty] | 286 | 222 | 175 | 286 | 286 | 1c | 0 | 286 | 2.10E+11 | 8.08E+10 | 7850 | 1.3 | 0.01
[7 empty] | 286.2 | 175 | 1.3 | 10 | Floater | No | 0 | 4.053e-05 | 0 | 0 | 1770000000 | 1770000000 | 1637000000 | 1637000000 | 0 | 0 | 1362000000 | 1.686e-05 | 8511000000 | 0.65 | N/A | Yes | BEM | Hydrodynamics | (with | Morison | drag) | 0 | 0 | 0
[7 empty] | 287.1 | 101 | 0.5 | 10 | Floater | No | 0 | 1.539e-05 | 0 | 0 | 97060000 | 97060000 | 621900000 | 621900000 | 0 | 0 | 74690000 | 9.244e-07 | 3233000000 | 0.65 | N/A | Yes | BEM | Hydrodynamics | (with | Morison | drag) | 0 | 0 | 0 | [9 empty] | 287 | 101 | 265 | 287 | 287 | 1c | 0 | 287 | 2.10E+11 | 8.08E+10 | 7850 | 0.5 | 0.01
[7 empty] | 287.2 | 265 | 0.5 | 10 | Floater | No | 0 | 1.539e-05 | 0 | 0 | 97060000 | 97060000 | 621900000 | 621900000 | 0 | 0 | 74690000 | 9.244e-07 | 3233000000 | 0.65 | N/A | Yes | BEM | Hydrodynamics | (with | Morison | drag) | 0 | 0 | 0
[7 empty] | 288.1 | 265 | 0.5 | 10 | Floater | No | 0 | 1.539e-05 | 0 | 0 | 97060000 | 97060000 | 621900000 | 621900000 | 0 | 0 | 74690000 | 9.244e-07 | 3233000000 | 0.65 | N/A | Yes | BEM | Hydrodynamics | (with | Morison | drag) | 0 | 0 | 0 | [9 empty] | 288 | 265 | 278 | 288 | 288 | 1c | 0 | 288 | 2.10E+11 | 8.08E+10 | 7850 | 0.5 | 0.01
[7 empty] | 288.2 | 278 | 0.5 | 10 | Floater | No | 0 | 1.539e-05 | 0 | 0 | 97060000 | 97060000 | 621900000 | 621900000 | 0 | 0 | 74690000 | 9.244e-07 | 3233000000 | 0.65 | N/A | Yes | BEM | Hydrodynamics | (with | Morison | drag) | 0 | 0 | 0
[7 empty] | 289.1 | 266 | 1.3 | 10 | Floater | No | 0 | 4.053e-05 | 0 | 0 | 1770000000 | 1770000000 | 1637000000 | 1637000000 | 0 | 0 | 1362000000 | 1.686e-05 | 8511000000 | 0.65 | N/A | Yes | BEM | Hydrodynamics | (with | Morison | drag) | 0 | 0 | 0 | [9 empty] | 289 | 266 | 274 | 289 | 289 | 1c | 0 | 289 | 2.10E+11 | 8.08E+10 | 7850 | 1.3 | 0.01
[7 empty] | 289.2 | 274 | 1.3 | 10 | Floater | No | 0 | 4.053e-05 | 0 | 0 | 1770000000 | 1770000000 | 1637000000 | 1637000000 | 0 | 0 | 1362000000 | 1.686e-05 | 8511000000 | 0.65 | N/A | Yes | BEM | Hydrodynamics | (with | Morison | drag) | 0 | 0 | 0
[7 empty] | 290.1 | 112 | 0.5 | 10 | Floater | No | 0 | 1.539e-05 | 0 | 0 | 97060000 | 97060000 | 621900000 | 621900000 | 0 | 0 | 74690000 | 9.244e-07 | 3233000000 | 0.65 | N/A | Yes | BEM | Hydrodynamics | (with | Morison | drag) | 0 | 0 | 0 | [9 empty] | 290 | 112 | 267 | 290 | 290 | 1c | 0 | 290 | 2.10E+11 | 8.08E+10 | 7850 | 0.5 | 0.01
[7 empty] | 290.2 | 267 | 0.5 | 10 | Floater | No | 0 | 1.539e-05 | 0 | 0 | 97060000 | 97060000 | 621900000 | 621900000 | 0 | 0 | 74690000 | 9.244e-07 | 3233000000 | 0.65 | N/A | Yes | BEM | Hydrodynamics | (with | Morison | drag) | 0 | 0 | 0
[7 empty] | 291.1 | 267 | 0.5 | 10 | Floater | No | 0 | 1.539e-05 | 0 | 0 | 97060000 | 97060000 | 621900000 | 621900000 | 0 | 0 | 74690000 | 9.244e-07 | 3233000000 | 0.65 | N/A | Yes | BEM | Hydrodynamics | (with | Morison | drag) | 0 | 0 | 0 | [9 empty] | 291 | 267 | 277 | 291 | 291 | 1c | 0 | 291 | 2.10E+11 | 8.08E+10 | 7850 | 0.5 | 0.01
[7 empty] | 291.2 | 277 | 0.5 | 10 | Floater | No | 0 | 1.539e-05 | 0 | 0 | 97060000 | 97060000 | 621900000 | 621900000 | 0 | 0 | 74690000 | 9.244e-07 | 3233000000 | 0.65 | N/A | Yes | BEM | Hydrodynamics | (with | Morison | drag) | 0 | 0 | 0
[7 empty] | 292.1 | 268 | 1.3 | 10 | Floater | No | 0 | 4.053e-05 | 0 | 0 | 1770000000 | 1770000000 | 1637000000 | 1637000000 | 0 | 0 | 1362000000 | 1.686e-05 | 8511000000 | 0.65 | N/A | Yes | BEM | Hydrodynamics | (with | Morison | drag) | 0 | 0 | 0 | [9 empty] | 292 | 268 | 275 | 292 | 292 | 1c | 0 | 292 | 2.10E+11 | 8.08E+10 | 7850 | 1.3 | 0.01
[7 empty] | 292.2 | 275 | 1.3 | 10 | Floater | No | 0 | 4.053e-05 | 0 | 0 | 1770000000 | 1770000000 | 1637000000 | 1637000000 | 0 | 0 | 1362000000 | 1.686e-05 | 8511000000 | 0.65 | N/A | Yes | BEM | Hydrodynamics | (with | Morison | drag) | 0 | 0 | 0
[7 empty] | 293.1 | 119 | 0.5 | 10 | Floater | No | 0 | 1.539e-05 | 0 | 0 | 97060000 | 97060000 | 621900000 | 621900000 | 0 | 0 | 74690000 | 9.244e-07 | 3233000000 | 0.65 | N/A | Yes | BEM | Hydrodynamics | (with | Morison | drag) | 0 | 0 | 0 | [9 empty] | 293 | 119 | 269 | 293 | 293 | 1c | 0 | 293 | 2.10E+11 | 8.08E+10 | 7850 | 0.5 | 0.01
[7 empty] | 293.2 | 269 | 0.5 | 10 | Floater | No | 0 | 1.539e-05 | 0 | 0 | 97060000 | 97060000 | 621900000 | 621900000 | 0 | 0 | 74690000 | 9.244e-07 | 3233000000 | 0.65 | N/A | Yes | BEM | Hydrodynamics | (with | Morison | drag) | 0 | 0 | 0
[7 empty] | 294.1 | 269 | 0.5 | 10 | Floater | No | 0 | 1.539e-05 | 0 | 0 | 97060000 | 97060000 | 621900000 | 621900000 | 0 | 0 | 74690000 | 9.244e-07 | 3233000000 | 0.65 | N/A | Yes | BEM | Hydrodynamics | (with | Morison | drag) | 0 | 0 | 0 | [9 empty] | 294 | 269 | 279 | 294 | 294 | 1c | 0 | 294 | 2.10E+11 | 8.08E+10 | 7850 | 0.5 | 0.01
[7 empty] | 294.2 | 279 | 0.5 | 10 | Floater | No | 0 | 1.539e-05 | 0 | 0 | 97060000 | 97060000 | 621900000 | 621900000 | 0 | 0 | 74690000 | 9.244e-07 | 3233000000 | 0.65 | N/A | Yes | BEM | Hydrodynamics | (with | Morison | drag) | 0 | 0 | 0
[7 empty] | 295.1 | 270 | 1.3 | 10 | Floater | No | 0 | 4.053e-05 | 0 | 0 | 1770000000 | 1770000000 | 1637000000 | 1637000000 | 0 | 0 | 1362000000 | 1.686e-05 | 8511000000 | 0.65 | N/A | Yes | BEM | Hydrodynamics | (with | Morison | drag) | 0 | 0 | 0 | [9 empty] | 295 | 270 | 276 | 295 | 295 | 1c | 0 | 295 | 2.10E+11 | 8.08E+10 | 7850 | 1.3 | 0.01
[7 empty] | 295.2 | 276 | 1.3 | 10 | Floater | No | 0 | 4.053e-05 | 0 | 0 | 1770000000 | 1770000000 | 1637000000 | 1637000000 | 0 | 0 | 1362000000 | 1.686e-05 | 8511000000 | 0.65 | N/A | Yes | BEM | Hydrodynamics | (with | Morison | drag) | 0 | 0 | 0
[7 empty] | 296.1 | 257 | 4.144 | 23 | Steel | N/A | 0 | 2337.49 | 0 | 0 | 132700000000 | 132700000000 | 12030000000 | 12030000000 | 0 | 0 | 102200000000 | 9924.5 | 62530000000 | 0.65 | N/A | No | BEM | Hydrodynamics | (with | Morison | drag) | 0 | 0 | 0 | [9 empty] | 296 | 257 | 258 | 296 | 296 | 1c | 0 | 296 | 2.10E+11 | 8.08E+10 | 7850 | 4.144 | 0.023
[7 empty] | 296.2 | 258 | 4.001 | 23 | Steel | N/A | 0 | 2256.38 | 0 | 0 | 119400000000 | 119400000000 | 11610000000 | 11610000000 | 0 | 0 | 91880000000 | 8926.8 | 60360000000 | 0.65 | N/A | No | BEM | Hydrodynamics | (with | Morison | drag) | 0 | 0 | 0
[7 empty] | 297.1 | 258 | 4.001 | 23 | Steel | N/A | 0 | 2256.38 | 0 | 0 | 119400000000 | 119400000000 | 11610000000 | 11610000000 | 0 | 0 | 91880000000 | 8926.8 | 60360000000 | 0.65 | N/A | No | BEM | Hydrodynamics | (with | Morison | drag) | 0 | 0 | 0 | [9 empty] | 297 | 258 | 259 | 297 | 297 | 1c | 0 | 297 | 2.10E+11 | 8.08E+10 | 7850 | 4.001 | 0.023
[7 empty] | 297.2 | 259 | 3.858 | 23 | Steel | N/A | 0 | 2175.27 | 0 | 0 | 107000000000 | 107000000000 | 11200000000 | 11200000000 | 0 | 0 | 82330000000 | 7998.32 | 58190000000 | 0.65 | N/A | No | BEM | Hydrodynamics | (with | Morison | drag) | 0 | 0 | 0
[7 empty] | 298.1 | 259 | 3.858 | 21 | Steel | N/A | 0 | 1987.15 | 0 | 0 | 97830000000 | 97830000000 | 10230000000 | 10230000000 | 0 | 0 | 75290000000 | 7314.21 | 53160000000 | 0.65 | N/A | No | BEM | Hydrodynamics | (with | Morison | drag) | 0 | 0 | 0 | [9 empty] | 298 | 259 | 260 | 298 | 298 | 1c | 0 | 298 | 2.10E+11 | 8.08E+10 | 7850 | 3.858 | 0.021
[7 empty] | 298.2 | 260 | 3.715 | 21 | Steel | N/A | 0 | 1913.09 | 0 | 0 | 87300000000 | 87300000000 | 9846000000 | 9846000000 | 0 | 0 | 67180000000 | 6526.55 | 51180000000 | 0.65 | N/A | No | BEM | Hydrodynamics | (with | Morison | drag) | 0 | 0 | 0
[7 empty] | 299.1 | 260 | 3.715 | 20 | Steel | N/A | 0 | 1822.48 | 0 | 0 | 83210000000 | 83210000000 | 9379000000 | 9379000000 | 0 | 0 | 64030000000 | 6220.78 | 48750000000 | 0.65 | N/A | No | BEM | Hydrodynamics | (with | Morison | drag) | 0 | 0 | 0 | [9 empty] | 299 | 260 | 261 | 299 | 299 | 1c | 0 | 299 | 2.10E+11 | 8.08E+10 | 7850 | 3.715 | 0.02
[7 empty] | 299.2 | 261 | 3.572 | 20 | Steel | N/A | 0 | 1751.95 | 0 | 0 | 73920000000 | 73920000000 | 9016000000 | 9016000000 | 0 | 0 | 56880000000 | 5526.13 | 46870000000 | 0.65 | N/A | No | BEM | Hydrodynamics | (with | Morison | drag) | 0 | 0 | 0
[7 empty] | 300.1 | 261 | 3.572 | 19 | Steel | N/A | 0 | 1664.83 | 0 | 0 | 70280000000 | 70280000000 | 8568000000 | 8568000000 | 0 | 0 | 54080000000 | 5254.27 | 44540000000 | 0.65 | N/A | No | BEM | Hydrodynamics | (with | Morison | drag) | 0 | 0 | 0 | [9 empty] | 300 | 261 | 262 | 300 | 300 | 1c | 0 | 300 | 2.10E+11 | 8.08E+10 | 7850 | 3.572 | 0.019
[7 empty] | 300.2 | 262 | 3.442 | 19 | Steel | N/A | 0 | 1603.91 | 0 | 0 | 62840000000 | 62840000000 | 8255000000 | 8255000000 | 0 | 0 | 48360000000 | 4698.38 | 42910000000 | 0.65 | N/A | No | BEM | Hydrodynamics | (with | Morison | drag) | 0 | 0 | 0
[7 empty] | 301.1 | 262 | 3.442 | 18 | Steel | N/A | 0 | 1519.94 | 0 | 0 | 59590000000 | 59590000000 | 7822000000 | 7822000000 | 0 | 0 | 45860000000 | 4454.97 | 40660000000 | 0.65 | N/A | No | BEM | Hydrodynamics | (with | Morison | drag) | 0 | 0 | 0 | [9 empty] | 301 | 262 | 263 | 301 | 301 | 1c | 0 | 301 | 2.10E+11 | 8.08E+10 | 7850 | 3.442 | 0.018
[7 empty] | 301.2 | 263 | 3.311 | 18 | Steel | N/A | 0 | 1461.79 | 0 | 0 | 53010000000 | 53010000000 | 7523000000 | 7523000000 | 0 | 0 | 40790000000 | 3962.96 | 39110000000 | 0.65 | N/A | No | BEM | Hydrodynamics | (with | Morison | drag) | 0 | 0 | 0
[7 empty] | 302.1 | 263 | 3.311 | 18 | Steel | N/A | 0 | 1461.79 | 0 | 0 | 53010000000 | 53010000000 | 7523000000 | 7523000000 | 0 | 0 | 40790000000 | 3962.96 | 39110000000 | 0.65 | N/A | No | BEM | Hydrodynamics | (with | Morison | drag) | 0 | 0 | 0 | [9 empty] | 302 | 263 | 264 | 302 | 302 | 1c | 0 | 302 | 2.10E+11 | 8.08E+10 | 7850 | 3.311 | 0.018
[7 empty] | 302.2 | 264 | 3.3 | 18 | Steel | N/A | 0 | 1456.9 | 0 | 0 | 52480000000 | 52480000000 | 7498000000 | 7498000000 | 0 | 0 | 40380000000 | 3923.38 | 38970000000 | 0.65 | N/A | No | BEM | Hydrodynamics | (with | Morison | drag) | 0 | 0 | 0
[7 empty] | 303.1 | 271 | 1.3 | 10 | Floater | No | 0 | 4.053e-05 | 0 | 0 | 1770000000 | 1770000000 | 1637000000 | 1637000000 | 0 | 0 | 1362000000 | 1.686e-05 | 8511000000 | 0 | N/A | Yes | BEM | Hydrodynamics | (with | Morison | drag) | 0 | 0 | 0 | [9 empty] | 303 | 271 | 105 | 303 | 303 | 1c | 0 | 303 | 2.10E+11 | 8.08E+10 | 7850 | 1.3 | 0.01
[7 empty] | 303.2 | 105 | 1.3 | 10 | Floater | No | 0 | 4.053e-05 | 0 | 0 | 1770000000 | 1770000000 | 1637000000 | 1637000000 | 0 | 0 | 1362000000 | 1.686e-05 | 8511000000 | 0 | N/A | Yes | BEM | Hydrodynamics | (with | Morison | drag) | 0 | 0 | 0
[7 empty] | 304.1 | 272 | 1.3 | 10 | Floater | No | 0 | 4.053e-05 | 0 | 0 | 1770000000 | 1770000000 | 1637000000 | 1637000000 | 0 | 0 | 1362000000 | 1.686e-05 | 8511000000 | 0 | N/A | Yes | BEM | Hydrodynamics | (with | Morison | drag) | 0 | 0 | 0 | [9 empty] | 304 | 272 | 108 | 304 | 304 | 1c | 0 | 304 | 2.10E+11 | 8.08E+10 | 7850 | 1.3 | 0.01
[7 empty] | 304.2 | 108 | 1.3 | 10 | Floater | No | 0 | 4.053e-05 | 0 | 0 | 1770000000 | 1770000000 | 1637000000 | 1637000000 | 0 | 0 | 1362000000 | 1.686e-05 | 8511000000 | 0 | N/A | Yes | BEM | Hydrodynamics | (with | Morison | drag) | 0 | 0 | 0
[7 empty] | 305.1 | 273 | 1.3 | 10 | Floater | No | 0 | 4.053e-05 | 0 | 0 | 1770000000 | 1770000000 | 1637000000 | 1637000000 | 0 | 0 | 1362000000 | 1.686e-05 | 8511000000 | 0 | N/A | Yes | BEM | Hydrodynamics | (with | Morison | drag) | 0 | 0 | 0 | [9 empty] | 305 | 273 | 115 | 305 | 305 | 1c | 0 | 305 | 2.10E+11 | 8.08E+10 | 7850 | 1.3 | 0.01
[7 empty] | 305.2 | 115 | 1.3 | 10 | Floater | No | 0 | 4.053e-05 | 0 | 0 | 1770000000 | 1770000000 | 1637000000 | 1637000000 | 0 | 0 | 1362000000 | 1.686e-05 | 8511000000 | 0 | N/A | Yes | BEM | Hydrodynamics | (with | Morison | drag) | 0 | 0 | 0
[7 empty] | 306.1 | 274 | 1.3 | 10 | Floater | No | 0 | 4.053e-05 | 0 | 0 | 1770000000 | 1770000000 | 1637000000 | 1637000000 | 0 | 0 | 1362000000 | 1.686e-05 | 8511000000 | 0 | N/A | Yes | BEM | Hydrodynamics | (with | Morison | drag) | 0 | 0 | 0 | [9 empty] | 306 | 274 | 161 | 306 | 306 | 1c | 0 | 306 | 2.10E+11 | 8.08E+10 | 7850 | 1.3 | 0.01
[7 empty] | 306.2 | 161 | 1.3 | 10 | Floater | No | 0 | 4.053e-05 | 0 | 0 | 1770000000 | 1770000000 | 1637000000 | 1637000000 | 0 | 0 | 1362000000 | 1.686e-05 | 8511000000 | 0 | N/A | Yes | BEM | Hydrodynamics | (with | Morison | drag) | 0 | 0 | 0
[7 empty] | 307.1 | 275 | 1.3 | 10 | Floater | No | 0 | 4.053e-05 | 0 | 0 | 1770000000 | 1770000000 | 1637000000 | 1637000000 | 0 | 0 | 1362000000 | 1.686e-05 | 8511000000 | 0 | N/A | Yes | BEM | Hydrodynamics | (with | Morison | drag) | 0 | 0 | 0 | [9 empty] | 307 | 275 | 172 | 307 | 307 | 1c | 0 | 307 | 2.10E+11 | 8.08E+10 | 7850 | 1.3 | 0.01
[7 empty] | 307.2 | 172 | 1.3 | 10 | Floater | No | 0 | 4.053e-05 | 0 | 0 | 1770000000 | 1770000000 | 1637000000 | 1637000000 | 0 | 0 | 1362000000 | 1.686e-05 | 8511000000 | 0 | N/A | Yes | BEM | Hydrodynamics | (with | Morison | drag) | 0 | 0 | 0
[7 empty] | 308.1 | 276 | 1.3 | 10 | Floater | No | 0 | 4.053e-05 | 0 | 0 | 1770000000 | 1770000000 | 1637000000 | 1637000000 | 0 | 0 | 1362000000 | 1.686e-05 | 8511000000 | 0 | N/A | Yes | BEM | Hydrodynamics | (with | Morison | drag) | 0 | 0 | 0 | [9 empty] | 308 | 276 | 179 | 308 | 308 | 1c | 0 | 308 | 2.10E+11 | 8.08E+10 | 7850 | 1.3 | 0.01
[7 empty] | 308.2 | 179 | 1.3 | 10 | Floater | No | 0 | 4.053e-05 | 0 | 0 | 1770000000 | 1770000000 | 1637000000 | 1637000000 | 0 | 0 | 1362000000 | 1.686e-05 | 8511000000 | 0 | N/A | Yes | BEM | Hydrodynamics | (with | Morison | drag) | 0 | 0 | 0
[7 empty] | 309.1 | 277 | 0.5 | 10 | Floater | No | 0 | 1.539e-05 | 0 | 0 | 97060000 | 97060000 | 621900000 | 621900000 | 0 | 0 | 74690000 | 9.244e-07 | 3233000000 | 0 | N/A | Yes | BEM | Hydrodynamics | (with | Morison | drag) | 0 | 0 | 0 | [9 empty] | 309 | 277 | 268 | 309 | 309 | 1c | 0 | 309 | 2.10E+11 | 8.08E+10 | 7850 | 0.5 | 0.01
[7 empty] | 309.2 | 268 | 1.3 | 10 | Floater | No | 0 | 4.053e-05 | 0 | 0 | 1770000000 | 1770000000 | 1637000000 | 1637000000 | 0 | 0 | 1362000000 | 1.686e-05 | 8511000000 | 0 | N/A | Yes | BEM | Hydrodynamics | (with | Morison | drag) | 0 | 0 | 0
[7 empty] | 310.1 | 278 | 0.5 | 10 | Floater | No | 0 | 1.539e-05 | 0 | 0 | 97060000 | 97060000 | 621900000 | 621900000 | 0 | 0 | 74690000 | 9.244e-07 | 3233000000 | 0 | N/A | Yes | BEM | Hydrodynamics | (with | Morison | drag) | 0 | 0 | 0 | [9 empty] | 310 | 278 | 266 | 310 | 310 | 1c | 0 | 310 | 2.10E+11 | 8.08E+10 | 7850 | 0.5 | 0.01
[7 empty] | 310.2 | 266 | 1.3 | 10 | Floater | No | 0 | 4.053e-05 | 0 | 0 | 1770000000 | 1770000000 | 1637000000 | 1637000000 | 0 | 0 | 1362000000 | 1.686e-05 | 8511000000 | 0 | N/A | Yes | BEM | Hydrodynamics | (with | Morison | drag) | 0 | 0 | 0
[7 empty] | 311.1 | 279 | 0.5 | 10 | Floater | No | 0 | 1.539e-05 | 0 | 0 | 97060000 | 97060000 | 621900000 | 621900000 | 0 | 0 | 74690000 | 9.244e-07 | 3233000000 | 0 | N/A | Yes | BEM | Hydrodynamics | (with | Morison | drag) | 0 | 0 | 0 | [9 empty] | 311 | 279 | 270 | 311 | 311 | 1c | 0 | 311 | 2.10E+11 | 8.08E+10 | 7850 | 0.5 | 0.01
[7 empty] | 311.2 | 270 | 1.3 | 10 | Floater | No | 0 | 4.053e-05 | 0 | 0 | 1770000000 | 1770000000 | 1637000000 | 1637000000 | 0 | 0 | 1362000000 | 1.686e-05 | 8511000000 | 0 | N/A | Yes | BEM | Hydrodynamics | (with | Morison | drag) | 0 | 0 | 0
[7 empty] | 312.1 | 280 | 0.5 | 10 | Floater | No | 0 | 1.539e-05 | 0 | 0 | 97060000 | 97060000 | 621900000 | 621900000 | 0 | 0 | 74690000 | 9.244e-07 | 3233000000 | 0 | N/A | Yes | BEM | Hydrodynamics | (with | Morison | drag) | 0 | 0 | 0 | [9 empty] | 312 | 280 | 281 | 312 | 312 | 1c | 0 | 312 | 2.10E+11 | 8.08E+10 | 7850 | 0.5 | 0.01
[7 empty] | 312.2 | 281 | 0.5 | 10 | Floater | No | 0 | 1.539e-05 | 0 | 0 | 97060000 | 97060000 | 621900000 | 621900000 | 0 | 0 | 74690000 | 9.244e-07 | 3233000000 | 0 | N/A | Yes | BEM | Hydrodynamics | (with | Morison | drag) | 0 | 0 | 0
[7 empty] | 313.1 | 281 | 0.5 | 10 | Floater | No | 0 | 1.539e-05 | 0 | 0 | 97060000 | 97060000 | 621900000 | 621900000 | 0 | 0 | 74690000 | 9.244e-07 | 3233000000 | 0 | N/A | Yes | BEM | Hydrodynamics | (with | Morison | drag) | 0 | 0 | 0 | [9 empty] | 313 | 281 | 222 | 313 | 313 | 1c | 0 | 313 | 2.10E+11 | 8.08E+10 | 7850 | 0.5 | 0.01
[7 empty] | 313.2 | 222 | 1.3 | 10 | Floater | No | 0 | 4.053e-05 | 0 | 0 | 1770000000 | 1770000000 | 1637000000 | 1637000000 | 0 | 0 | 1362000000 | 1.686e-05 | 8511000000 | 0 | N/A | Yes | BEM | Hydrodynamics | (with | Morison | drag) | 0 | 0 | 0
[7 empty] | 314.1 | 282 | 0.5 | 10 | Floater | No | 0 | 1.539e-05 | 0 | 0 | 97060000 | 97060000 | 621900000 | 621900000 | 0 | 0 | 74690000 | 9.244e-07 | 3233000000 | 0 | N/A | Yes | BEM | Hydrodynamics | (with | Morison | drag) | 0 | 0 | 0 | [9 empty] | 314 | 282 | 283 | 314 | 314 | 1c | 0 | 314 | 2.10E+11 | 8.08E+10 | 7850 | 0.5 | 0.01
[7 empty] | 314.2 | 283 | 0.5 | 10 | Floater | No | 0 | 1.539e-05 | 0 | 0 | 97060000 | 97060000 | 621900000 | 621900000 | 0 | 0 | 74690000 | 9.244e-07 | 3233000000 | 0 | N/A | Yes | BEM | Hydrodynamics | (with | Morison | drag) | 0 | 0 | 0
[7 empty] | 315.1 | 283 | 0.5 | 10 | Floater | No | 0 | 1.539e-05 | 0 | 0 | 97060000 | 97060000 | 621900000 | 621900000 | 0 | 0 | 74690000 | 9.244e-07 | 3233000000 | 0 | N/A | Yes | BEM | Hydrodynamics | (with | Morison | drag) | 0 | 0 | 0 | [9 empty] | 315 | 283 | 220 | 315 | 315 | 1c | 0 | 315 | 2.10E+11 | 8.08E+10 | 7850 | 0.5 | 0.01
[7 empty] | 315.2 | 220 | 1.3 | 10 | Floater | No | 0 | 4.053e-05 | 0 | 0 | 1770000000 | 1770000000 | 1637000000 | 1637000000 | 0 | 0 | 1362000000 | 1.686e-05 | 8511000000 | 0 | N/A | Yes | BEM | Hydrodynamics | (with | Morison | drag) | 0 | 0 | 0
[7 empty] | 316.1 | 284 | 0.5 | 10 | Floater | No | 0 | 1.539e-05 | 0 | 0 | 97060000 | 97060000 | 621900000 | 621900000 | 0 | 0 | 74690000 | 9.244e-07 | 3233000000 | 0 | N/A | Yes | BEM | Hydrodynamics | (with | Morison | drag) | 0 | 0 | 0 | [9 empty] | 316 | 284 | 285 | 316 | 316 | 1c | 0 | 316 | 2.10E+11 | 8.08E+10 | 7850 | 0.5 | 0.01
[7 empty] | 316.2 | 285 | 0.5 | 10 | Floater | No | 0 | 1.539e-05 | 0 | 0 | 97060000 | 97060000 | 621900000 | 621900000 | 0 | 0 | 74690000 | 9.244e-07 | 3233000000 | 0 | N/A | Yes | BEM | Hydrodynamics | (with | Morison | drag) | 0 | 0 | 0
[7 empty] | 317.1 | 285 | 0.5 | 10 | Floater | No | 0 | 1.539e-05 | 0 | 0 | 97060000 | 97060000 | 621900000 | 621900000 | 0 | 0 | 74690000 | 9.244e-07 | 3233000000 | 0 | N/A | Yes | BEM | Hydrodynamics | (with | Morison | drag) | 0 | 0 | 0 | [9 empty] | 317 | 285 | 218 | 317 | 317 | 1c | 0 | 317 | 2.10E+11 | 8.08E+10 | 7850 | 0.5 | 0.01
[7 empty] | 317.2 | 218 | 1.3 | 10 | Floater | No | 0 | 4.053e-05 | 0 | 0 | 1770000000 | 1770000000 | 1637000000 | 1637000000 | 0 | 0 | 1362000000 | 1.686e-05 | 8511000000 | 0 | N/A | Yes | BEM | Hydrodynamics | (with | Morison | drag) | 0 | 0 | 0

## 3mwFlator+3rdTower
| Node | H(m) | X(m) | Y(m) | M(kg) | Mooring | Member | Node | Dia(m) | Th(mm) | Material | Flooded? | MG(mm) | M(kg/m) |  |  | BS(Nm^2) |  | SS(N) |  |  |  | TS(Nm^2) | M(kgm) | AS(N) |  |  | Sealed? | [5 empty] | OffX | OffY | OffZ | JointID | JointXss | JointYss | JointZss | JointType | JointDirX | JointDirY | JointDirZ | JointStiff | MemberID | MJointID1 | MJointID2 | MPropSetID1 | MPropSetID2 | MType | MSpin/COSMID | PropSetID | YoungE | ShearG | MatDens | XsecD | XsecT | MemberID | MJointID1 | MJointID2 | MPropSetID1 | MPropSetID2 | MType | MSpin/COSMID |  | PropSetID | YoungE | ShearG | MatDens | XsecD | XsecT
| 1 | -14 | 0 | 0 | 0 |  | 1.1 | 1 | 5 | 24 | Floater | No | 0 | 0.0003752 | 0 | 0 | 243900000000 | 243900000000 | 15160000000 | 15160000000 | 0 | 0 | 187700000000 | 0.002322 | 78790000000 | 0.65 | N/A | Yes | BEM | Hydrodynamics | (with | Morison | drag) | 0 | 0 | 0 | 1 | 0 | 0 | -14 | 1 | 0 | 0 | 0 | 0 | 1 | 1 | 2 | 1 | 1 | 1c | 0 | 1 | 2.10E+11 | 8.08E+10 | 7850 | 5 | 0.024 | 1 | 1 | 2 | 1 | 1 | 1c | 0 | 0 | 1 | 2.10E+11 | 8.08E+10 | 7850 | 5 | 0.024 | 1 | 2.10E+11 | 8.08E+10 | 1 | 5 | 0.024
| 2 | -12 | 0 | 0 | 0 |  | 1.2 | 2 | 5 | 24 | Floater | No | 0 | 0.0003752 | 0 | 0 | 243900000000 | 243900000000 | 15160000000 | 15160000000 | 0 | 0 | 187700000000 | 0.002322 | 78790000000 | 0.65 | N/A | Yes | BEM | Hydrodynamics | (with | Morison | drag) | 0 | 0 | 0 | 2 | 0 | 0 | -12 | 1 | 0 | 0 | 0 | 0 | [13 empty] | 2 | 2 | 3 | 2 | 2 | 1c | 0 | 0 | 2 | 2.10E+11 | 8.08E+10 | 7850 | 5 | 0.024 | 2 | 2.10E+11 | 8.08E+10 | 1 | 5 | 0.024
| 3 | -10 | 0 | 0 | 0 |  | 2.1 | 2 | 5 | 24 | Floater | No | 0 | 0.0003752 | 0 | 0 | 243900000000 | 243900000000 | 15160000000 | 15160000000 | 0 | 0 | 187700000000 | 0.002322 | 78790000000 | 0.65 | N/A | Yes | BEM | Hydrodynamics | (with | Morison | drag) | 0 | 0 | 0 | 3 | 0 | 0 | -10 | 1 | 0 | 0 | 0 | 0 | 2 | 2 | 3 | 2 | 2 | 1c | 0 | 2 | 2.10E+11 | 8.08E+10 | 7850 | 5 | 0.024 | 3 | 3 | 4 | 3 | 3 | 1c | 0 | 0 | 3 | 2.10E+11 | 8.08E+10 | 7850 | 5 | 0.024 | 3 | 2.10E+11 | 8.08E+10 | 1 | 5 | 0.024
| 4 | -8 | 0 | 0 | 0 |  | 2.2 | 3 | 5 | 24 | Floater | No | 0 | 0.0003752 | 0 | 0 | 243900000000 | 243900000000 | 15160000000 | 15160000000 | 0 | 0 | 187700000000 | 0.002322 | 78790000000 | 0.65 | N/A | Yes | BEM | Hydrodynamics | (with | Morison | drag) | 0 | 0 | 0 | 4 | 0 | 0 | -8 | 1 | 0 | 0 | 0 | 0 | [13 empty] | 4 | 4 | 5 | 4 | 4 | 1c | 0 | 0 | 4 | 2.10E+11 | 8.08E+10 | 7850 | 5 | 0.024 | 4 | 2.10E+11 | 8.08E+10 | 1 | 5 | 0.024
| 5 | -6 | 0 | 0 | 0 |  | 3.1 | 3 | 5 | 24 | Floater | No | 0 | 0.0003752 | 0 | 0 | 243900000000 | 243900000000 | 15160000000 | 15160000000 | 0 | 0 | 187700000000 | 0.002322 | 78790000000 | 0.65 | N/A | Yes | BEM | Hydrodynamics | (with | Morison | drag) | 0 | 0 | 0 | 5 | 0 | 0 | -6 | 1 | 0 | 0 | 0 | 0 | 3 | 3 | 4 | 3 | 3 | 1c | 0 | 3 | 2.10E+11 | 8.08E+10 | 7850 | 5 | 0.024 | 5 | 5 | 6 | 5 | 5 | 1c | 0 | 0 | 5 | 2.10E+11 | 8.08E+10 | 7850 | 5 | 0.024 | 5 | 2.10E+11 | 8.08E+10 | 1 | 5 | 0.024
| 6 | -4 | 0 | 0 | 0 |  | 3.2 | 4 | 5 | 24 | Floater | No | 0 | 0.0003752 | 0 | 0 | 243900000000 | 243900000000 | 15160000000 | 15160000000 | 0 | 0 | 187700000000 | 0.002322 | 78790000000 | 0.65 | N/A | Yes | BEM | Hydrodynamics | (with | Morison | drag) | 0 | 0 | 0 | 6 | 0 | 0 | -4 | 1 | 0 | 0 | 0 | 0 | [13 empty] | 6 | 6 | 7 | 6 | 6 | 1c | 0 | 0 | 6 | 2.10E+11 | 8.08E+10 | 7850 | 5 | 0.024 | 6 | 2.10E+11 | 8.08E+10 | 1 | 5 | 0.024
| 7 | -2 | 0 | 0 | 0 |  | 4.1 | 4 | 5 | 24 | Floater | No | 0 | 0.0003752 | 0 | 0 | 243900000000 | 243900000000 | 15160000000 | 15160000000 | 0 | 0 | 187700000000 | 0.002322 | 78790000000 | 0.65 | N/A | Yes | BEM | Hydrodynamics | (with | Morison | drag) | 0 | 0 | 0 | 7 | 0 | 0 | -2 | 1 | 0 | 0 | 0 | 0 | 4 | 4 | 5 | 4 | 4 | 1c | 0 | 4 | 2.10E+11 | 8.08E+10 | 7850 | 5 | 0.024 | 7 | 7 | 8 | 7 | 7 | 1c | 0 | 0 | 7 | 2.10E+11 | 8.08E+10 | 7850 | 5 | 0.024 | 7 | 2.10E+11 | 8.08E+10 | 1 | 5 | 0.024
| 8 | 0 | 0 | 0 | 0 | TLM1 | 4.2 | 5 | 5 | 24 | Floater | No | 0 | 0.0003752 | 0 | 0 | 243900000000 | 243900000000 | 15160000000 | 15160000000 | 0 | 0 | 187700000000 | 0.002322 | 78790000000 | 0.65 | N/A | Yes | BEM | Hydrodynamics | (with | Morison | drag) | 0 | 0 | 0 | 8 | 0 | 0 | 0 | 1 | 0 | 0 | 0 | 0 | [13 empty] | 8 | 8 | 9 | 8 | 8 | 1c | 0 | 0 | 8 | 2.10E+11 | 8.08E+10 | 7850 | 5 | 0.035 | 8 | 2.10E+11 | 8.08E+10 | 1 | 5 | 0.035
| 9 | 1.797 | 0 | 0 | 0 |  | 5.1 | 5 | 5 | 24 | Floater | No | 0 | 0.0003752 | 0 | 0 | 243900000000 | 243900000000 | 15160000000 | 15160000000 | 0 | 0 | 187700000000 | 0.002322 | 78790000000 | 0.65 | N/A | Yes | BEM | Hydrodynamics | (with | Morison | drag) | 0 | 0 | 0 | 9 | 0 | 0 | 1.797 | 1 | 0 | 0 | 0 | 0 | 5 | 5 | 6 | 5 | 5 | 1c | 0 | 5 | 2.10E+11 | 8.08E+10 | 7850 | 5 | 0.024 | 9 | 9 | 10 | 9 | 9 | 1c | 0 | 0 | 9 | 2.10E+11 | 8.08E+10 | 7850 | 5 | 0.035 | 9 | 2.10E+11 | 8.08E+10 | 1 | 5 | 0.035
| 10 | 4 | 0 | 0 | 0 |  | 5.2 | 6 | 5 | 24 | Floater | No | 0 | 0.0003752 | 0 | 0 | 243900000000 | 243900000000 | 15160000000 | 15160000000 | 0 | 0 | 187700000000 | 0.002322 | 78790000000 | 0.65 | N/A | Yes | BEM | Hydrodynamics | (with | Morison | drag) | 0 | 0 | 0 | 10 | 0 | 0 | 4 | 1 | 0 | 0 | 0 | 0 | [13 empty] | 10 | 10 | 11 | 10 | 10 | 1c | 0 | 0 | 10 | 2.10E+11 | 8.08E+10 | 7850 | 5 | 0.035 | 10 | 2.10E+11 | 8.08E+10 | 1 | 5 | 0.035
| 11 | 6 | 0 | 0 | 0 |  | 6.1 | 6 | 5 | 24 | Floater | No | 0 | 0.0003752 | 0 | 0 | 243900000000 | 243900000000 | 15160000000 | 15160000000 | 0 | 0 | 187700000000 | 0.002322 | 78790000000 | 0.65 | N/A | Yes | BEM | Hydrodynamics | (with | Morison | drag) | 0 | 0 | 0 | 11 | 0 | 0 | 6 | 1 | 0 | 0 | 0 | 0 | 6 | 6 | 7 | 6 | 6 | 1c | 0 | 6 | 2.10E+11 | 8.08E+10 | 7850 | 5 | 0.024 | 11 | 11 | 12 | 11 | 11 | 1c | 0 | 0 | 11 | 2.10E+11 | 8.08E+10 | 7850 | 5 | 0.035 | 11 | 2.10E+11 | 8.08E+10 | 1 | 5 | 0.035
| 12 | 8 | 0 | 0 | 0 |  | 6.2 | 7 | 5 | 24 | Floater | No | 0 | 0.0003752 | 0 | 0 | 243900000000 | 243900000000 | 15160000000 | 15160000000 | 0 | 0 | 187700000000 | 0.002322 | 78790000000 | 0.65 | N/A | Yes | BEM | Hydrodynamics | (with | Morison | drag) | 0 | 0 | 0 | 12 | 0 | 0 | 8 | 1 | 0 | 0 | 0 | 0 | [13 empty] | 12 | 12 | 13 | 12 | 12 | 1c | 0 | 0 | 12 | 2.10E+11 | 8.08E+10 | 7850 | 5 | 0.035 | 12 | 2.10E+11 | 8.08E+10 | 1 | 5 | 0.035
| 13 | 9.3 | 0 | 0 | 0 |  | 7.1 | 7 | 5 | 24 | Floater | No | 0 | 0.0003752 | 0 | 0 | 243900000000 | 243900000000 | 15160000000 | 15160000000 | 0 | 0 | 187700000000 | 0.002322 | 78790000000 | 0.65 | N/A | Yes | BEM | Hydrodynamics | (with | Morison | drag) | 0 | 0 | 0 | 13 | 0 | 0 | 9.3 | 1 | 0 | 0 | 0 | 0 | 7 | 7 | 8 | 7 | 7 | 1c | 0 | 7 | 2.10E+11 | 8.08E+10 | 7850 | 5 | 0.024 | 13 | 13 | 14 | 13 | 13 | 1c | 0 | 0 | 13 | 2.10E+11 | 8.08E+10 | 7850 | 5 | 0.035 | 13 | 2.10E+11 | 8.08E+10 | 1 | 5 | 0.035
| 14 | 10 | 0 | 0 | 0 |  | 7.2 | 8 | 5 | 24 | Floater | No | 0 | 0.0003752 | 0 | 0 | 243900000000 | 243900000000 | 15160000000 | 15160000000 | 0 | 0 | 187700000000 | 0.002322 | 78790000000 | 0.65 | N/A | Yes | BEM | Hydrodynamics | (with | Morison | drag) | 0 | 0 | 0 | 14 | 0 | 0 | 10 | 1 | 0 | 0 | 0 | 0 | [13 empty] | 14 | 14 | 15 | 14 | 14 | 1c | 0 | 0 | 14 | 2.10E+11 | 8.08E+10 | 7850 | 5 | 0.035 | 14 | 2.10E+11 | 8.08E+10 | 1 | 5 | 0.035
| 15 | 11 | 0 | 0 | 0 |  | 8.1 | 8 | 5 | 35 | Floater | No | 0 | 0.0005459 | 0 | 0 | 353300000000 | 353300000000 | 22060000000 | 22060000000 | 0 | 0 | 271900000000 | 0.003365 | 114600000000 | 0.65 | N/A | Yes | BEM | Hydrodynamics | (with | Morison | drag) | 0 | 0 | 0 | 15 | 0 | 0 | 11 | 1 | 0 | 0 | 0 | 0 | 8 | 8 | 9 | 8 | 8 | 1c | 0 | 8 | 2.10E+11 | 8.08E+10 | 7850 | 5 | 0.035 | 15 | 16 | 17 | 15 | 15 | 1c | 0 | 0 | 15 | 2.10E+11 | 8.08E+10 | 7850 | 10 | 0.022 | 15 | 2.10E+11 | 8.08E+10 | 1 | 10 | 0.022
| 16 | -14 | 12.99 | 22.5 | 0 |  | 8.2 | 9 | 5 | 35 | Floater | No | 0 | 0.0005459 | 0 | 0 | 353300000000 | 353300000000 | 22060000000 | 22060000000 | 0 | 0 | 271900000000 | 0.003365 | 114600000000 | 0.65 | N/A | Yes | BEM | Hydrodynamics | (with | Morison | drag) | 0 | 0 | 0 | 16 | 12.99 | 22.5 | -14 | 1 | 0 | 0 | 0 | 0 | [13 empty] | 16 | 17 | 18 | 16 | 16 | 1c | 0 | 0 | 16 | 2.10E+11 | 8.08E+10 | 7850 | 10 | 0.022 | 16 | 2.10E+11 | 8.08E+10 | 1 | 10 | 0.022
| 17 | -12 | 12.99 | 22.5 | 0 |  | 9.1 | 9 | 5 | 35 | Floater | No | 0 | 0.0005459 | 0 | 0 | 353300000000 | 353300000000 | 22060000000 | 22060000000 | 0 | 0 | 271900000000 | 0.003365 | 114600000000 | 0.65 | N/A | Yes | BEM | Hydrodynamics | (with | Morison | drag) | 0 | 0 | 0 | 17 | 12.99 | 22.5 | -12 | 1 | 0 | 0 | 0 | 0 | 9 | 9 | 10 | 9 | 9 | 1c | 0 | 9 | 2.10E+11 | 8.08E+10 | 7850 | 5 | 0.035 | 17 | 18 | 19 | 17 | 17 | 1c | 0 | 0 | 17 | 2.10E+11 | 8.08E+10 | 7850 | 10 | 0.022 | 17 | 2.10E+11 | 8.08E+10 | 1 | 10 | 0.022
| 18 | -10 | 12.99 | 22.5 | 0 |  | 9.2 | 10 | 5 | 35 | Floater | No | 0 | 0.0005459 | 0 | 0 | 353300000000 | 353300000000 | 22060000000 | 22060000000 | 0 | 0 | 271900000000 | 0.003365 | 114600000000 | 0.65 | N/A | Yes | BEM | Hydrodynamics | (with | Morison | drag) | 0 | 0 | 0 | 18 | 12.99 | 22.5 | -10 | 1 | 0 | 0 | 0 | 0 | [13 empty] | 18 | 19 | 20 | 18 | 18 | 1c | 0 | 0 | 18 | 2.10E+11 | 8.08E+10 | 7850 | 10 | 0.022 | 18 | 2.10E+11 | 8.08E+10 | 1 | 10 | 0.022
| 19 | -7 | 12.99 | 22.5 | 0 |  | 10.1 | 10 | 5 | 35 | Floater | No | 0 | 0.0005459 | 0 | 0 | 353300000000 | 353300000000 | 22060000000 | 22060000000 | 0 | 0 | 271900000000 | 0.003365 | 114600000000 | 0.65 | N/A | Yes | BEM | Hydrodynamics | (with | Morison | drag) | 0 | 0 | 0 | 19 | 12.99 | 22.5 | -7 | 1 | 0 | 0 | 0 | 0 | 10 | 10 | 11 | 10 | 10 | 1c | 0 | 10 | 2.10E+11 | 8.08E+10 | 7850 | 5 | 0.035 | 19 | 20 | 21 | 19 | 19 | 1c | 0 | 0 | 19 | 2.10E+11 | 8.08E+10 | 7850 | 10 | 0.022 | 19 | 2.10E+11 | 8.08E+10 | 1 | 10 | 0.022
| 20 | -6 | 12.99 | 22.5 | 0 |  | 10.2 | 11 | 5 | 35 | Floater | No | 0 | 0.0005459 | 0 | 0 | 353300000000 | 353300000000 | 22060000000 | 22060000000 | 0 | 0 | 271900000000 | 0.003365 | 114600000000 | 0.65 | N/A | Yes | BEM | Hydrodynamics | (with | Morison | drag) | 0 | 0 | 0 | 20 | 12.99 | 22.5 | -6 | 1 | 0 | 0 | 0 | 0 | [13 empty] | 20 | 21 | 22 | 20 | 20 | 1c | 0 | 0 | 20 | 2.10E+11 | 8.08E+10 | 7850 | 10 | 0.02 | 20 | 2.10E+11 | 8.08E+10 | 1 | 10 | 0.02
| 21 | -3 | 12.99 | 22.5 | 0 |  | 11.1 | 11 | 5 | 35 | Floater | No | 0 | 0.0005459 | 0 | 0 | 353300000000 | 353300000000 | 22060000000 | 22060000000 | 0 | 0 | 271900000000 | 0.003365 | 114600000000 | 0.65 | N/A | Yes | BEM | Hydrodynamics | (with | Morison | drag) | 0 | 0 | 0 | 21 | 12.99 | 22.5 | -3 | 1 | 0 | 0 | 0 | 0 | 11 | 11 | 12 | 11 | 11 | 1c | 0 | 11 | 2.10E+11 | 8.08E+10 | 7850 | 5 | 0.035 | 21 | 22 | 23 | 21 | 21 | 1c | 0 | 0 | 21 | 2.10E+11 | 8.08E+10 | 7850 | 10 | 0.02 | 21 | 2.10E+11 | 8.08E+10 | 1 | 10 | 0.02
| 22 | -2 | 12.99 | 22.5 | 0 |  | 11.2 | 12 | 5 | 35 | Floater | No | 0 | 0.0005459 | 0 | 0 | 353300000000 | 353300000000 | 22060000000 | 22060000000 | 0 | 0 | 271900000000 | 0.003365 | 114600000000 | 0.65 | N/A | Yes | BEM | Hydrodynamics | (with | Morison | drag) | 0 | 0 | 0 | 22 | 12.99 | 22.5 | -2 | 1 | 0 | 0 | 0 | 0 | [13 empty] | 22 | 23 | 24 | 22 | 22 | 1c | 0 | 0 | 22 | 2.10E+11 | 8.08E+10 | 7850 | 10 | 0.02 | 22 | 2.10E+11 | 8.08E+10 | 1 | 10 | 0.02
| 23 | 0 | 12.99 | 22.5 | 0 |  | 12.1 | 12 | 5 | 35 | Floater | No | 0 | 0.0005459 | 0 | 0 | 353300000000 | 353300000000 | 22060000000 | 22060000000 | 0 | 0 | 271900000000 | 0.003365 | 114600000000 | 0.65 | N/A | Yes | BEM | Hydrodynamics | (with | Morison | drag) | 0 | 0 | 0 | 23 | 12.99 | 22.5 | 0 | 1 | 0 | 0 | 0 | 0 | 12 | 12 | 13 | 12 | 12 | 1c | 0 | 12 | 2.10E+11 | 8.08E+10 | 7850 | 5 | 0.035 | 23 | 24 | 25 | 23 | 23 | 1c | 0 | 0 | 23 | 2.10E+11 | 8.08E+10 | 7850 | 10 | 0.02 | 23 | 2.10E+11 | 8.08E+10 | 1 | 10 | 0.02
| 24 | 2 | 12.99 | 22.5 | 0 |  | 12.2 | 13 | 5 | 35 | Floater | No | 0 | 0.0005459 | 0 | 0 | 353300000000 | 353300000000 | 22060000000 | 22060000000 | 0 | 0 | 271900000000 | 0.003365 | 114600000000 | 0.65 | N/A | Yes | BEM | Hydrodynamics | (with | Morison | drag) | 0 | 0 | 0 | 24 | 12.99 | 22.5 | 2 | 1 | 0 | 0 | 0 | 0 | [13 empty] | 24 | 25 | 26 | 24 | 24 | 1c | 0 | 0 | 24 | 2.10E+11 | 8.08E+10 | 7850 | 10 | 0.02 | 24 | 2.10E+11 | 8.08E+10 | 1 | 10 | 0.02
| 25 | 5 | 12.99 | 22.5 | 0 |  | 13.1 | 13 | 5 | 35 | Floater | No | 0 | 0.0005459 | 0 | 0 | 353300000000 | 353300000000 | 22060000000 | 22060000000 | 0 | 0 | 271900000000 | 0.003365 | 114600000000 | 0.65 | N/A | Yes | BEM | Hydrodynamics | (with | Morison | drag) | 0 | 0 | 0 | 25 | 12.99 | 22.5 | 5 | 1 | 0 | 0 | 0 | 0 | 13 | 13 | 14 | 13 | 13 | 1c | 0 | 13 | 2.10E+11 | 8.08E+10 | 7850 | 5 | 0.035 | 25 | 26 | 27 | 25 | 25 | 1c | 0 | 0 | 25 | 2.10E+11 | 8.08E+10 | 7850 | 10 | 0.02 | 25 | 2.10E+11 | 8.08E+10 | 1 | 10 | 0.02
| 26 | 6 | 12.99 | 22.5 | 0 |  | 13.2 | 14 | 5 | 35 | Floater | No | 0 | 0.0005459 | 0 | 0 | 353300000000 | 353300000000 | 22060000000 | 22060000000 | 0 | 0 | 271900000000 | 0.003365 | 114600000000 | 0.65 | N/A | Yes | BEM | Hydrodynamics | (with | Morison | drag) | 0 | 0 | 0 | 26 | 12.99 | 22.5 | 6 | 1 | 0 | 0 | 0 | 0 | [13 empty] | 26 | 27 | 28 | 26 | 26 | 1c | 0 | 0 | 26 | 2.10E+11 | 8.08E+10 | 7850 | 10 | 0.02 | 26 | 2.10E+11 | 8.08E+10 | 1 | 10 | 0.02
| 27 | 8 | 12.99 | 22.5 | 0 |  | 14.1 | 14 | 5 | 35 | Floater | No | 0 | 0.0005459 | 0 | 0 | 353300000000 | 353300000000 | 22060000000 | 22060000000 | 0 | 0 | 271900000000 | 0.003365 | 114600000000 | 0.65 | N/A | Yes | BEM | Hydrodynamics | (with | Morison | drag) | 0 | 0 | 0 | 27 | 12.99 | 22.5 | 8 | 1 | 0 | 0 | 0 | 0 | 14 | 14 | 15 | 14 | 14 | 1c | 0 | 14 | 2.10E+11 | 8.08E+10 | 7850 | 5 | 0.035 | 27 | 28 | 29 | 27 | 27 | 1c | 0 | 0 | 27 | 2.10E+11 | 8.08E+10 | 7850 | 10 | 0.02 | 27 | 2.10E+11 | 8.08E+10 | 1 | 10 | 0.02
| 28 | 9.3 | 12.99 | 22.5 | 0 |  | 14.2 | 15 | 5 | 35 | Floater | No | 0 | 0.0005459 | 0 | 0 | 353300000000 | 353300000000 | 22060000000 | 22060000000 | 0 | 0 | 271900000000 | 0.003365 | 114600000000 | 0.65 | N/A | Yes | BEM | Hydrodynamics | (with | Morison | drag) | 0 | 0 | 0 | 28 | 12.99 | 22.5 | 9.3 | 1 | 0 | 0 | 0 | 0 | [13 empty] | 28 | 29 | 30 | 28 | 28 | 1c | 0 | 0 | 28 | 2.10E+11 | 8.08E+10 | 7850 | 10 | 0.02 | 28 | 2.10E+11 | 8.08E+10 | 1 | 10 | 0.02
| 29 | 10 | 12.99 | 22.5 | 0 |  | 15.1 | 16 | 10 | 22 | Floater | No | 0 | 0.0006896 | 0 | 0 | 1802000000000 | 1802000000000 | 27860000000 | 27860000000 | 0 | 0 | 1387000000000 | 0.017165 | 144800000000 | 0.65 | N/A | Yes | BEM | Hydrodynamics | (with | Morison | drag) | 0 | 0 | 0 | 29 | 12.99 | 22.5 | 10 | 1 | 0 | 0 | 0 | 0 | 15 | 16 | 17 | 15 | 15 | 1c | 0 | 15 | 2.10E+11 | 8.08E+10 | 7850 | 10 | 0.022 | 29 | 31 | 32 | 29 | 29 | 1c | 0 | 0 | 29 | 2.10E+11 | 8.08E+10 | 7850 | 10 | 0.022 | 29 | 2.10E+11 | 8.08E+10 | 1 | 10 | 0.022
| 30 | 11 | 12.99 | 22.5 | 0 |  | 15.2 | 17 | 10 | 22 | Floater | No | 0 | 0.0006896 | 0 | 0 | 1802000000000 | 1802000000000 | 27860000000 | 27860000000 | 0 | 0 | 1387000000000 | 0.017165 | 144800000000 | 0.65 | N/A | Yes | BEM | Hydrodynamics | (with | Morison | drag) | 0 | 0 | 0 | 30 | 12.99 | 22.5 | 11 | 1 | 0 | 0 | 0 | 0 | [13 empty] | 30 | 32 | 33 | 30 | 30 | 1c | 0 | 0 | 30 | 2.10E+11 | 8.08E+10 | 7850 | 10 | 0.022 | 30 | 2.10E+11 | 8.08E+10 | 1 | 10 | 0.022
| 31 | -14 | -25.98 | 0 | 0 |  | 16.1 | 17 | 10 | 22 | Floater | No | 0 | 0.0006896 | 0 | 0 | 1802000000000 | 1802000000000 | 27860000000 | 27860000000 | 0 | 0 | 1387000000000 | 0.017165 | 144800000000 | 0.65 | N/A | Yes | BEM | Hydrodynamics | (with | Morison | drag) | 0 | 0 | 0 | 31 | -25.98 | 0 | -14 | 1 | 0 | 0 | 0 | 0 | 16 | 17 | 18 | 16 | 16 | 1c | 0 | 16 | 2.10E+11 | 8.08E+10 | 7850 | 10 | 0.022 | 31 | 33 | 34 | 31 | 31 | 1c | 0 | 0 | 31 | 2.10E+11 | 8.08E+10 | 7850 | 10 | 0.022 | 31 | 2.10E+11 | 8.08E+10 | 1 | 10 | 0.022
| 32 | -12 | -25.98 | 0 | 0 |  | 16.2 | 18 | 10 | 22 | Floater | No | 0 | 0.0006896 | 0 | 0 | 1802000000000 | 1802000000000 | 27860000000 | 27860000000 | 0 | 0 | 1387000000000 | 0.017165 | 144800000000 | 0.65 | N/A | Yes | BEM | Hydrodynamics | (with | Morison | drag) | 0 | 0 | 0 | 32 | -25.98 | 0 | -12 | 1 | 0 | 0 | 0 | 0 | [13 empty] | 32 | 34 | 35 | 32 | 32 | 1c | 0 | 0 | 32 | 2.10E+11 | 8.08E+10 | 7850 | 10 | 0.022 | 32 | 2.10E+11 | 8.08E+10 | 1 | 10 | 0.022
| 33 | -10 | -25.98 | 0 | 0 |  | 17.1 | 18 | 10 | 22 | Floater | No | 0 | 0.0006896 | 0 | 0 | 1802000000000 | 1802000000000 | 27860000000 | 27860000000 | 0 | 0 | 1387000000000 | 0.017165 | 144800000000 | 0.65 | N/A | Yes | BEM | Hydrodynamics | (with | Morison | drag) | 0 | 0 | 0 | 33 | -25.98 | 0 | -10 | 1 | 0 | 0 | 0 | 0 | 17 | 18 | 19 | 17 | 17 | 1c | 0 | 17 | 2.10E+11 | 8.08E+10 | 7850 | 10 | 0.022 | 33 | 35 | 36 | 33 | 33 | 1c | 0 | 0 | 33 | 2.10E+11 | 8.08E+10 | 7850 | 10 | 0.022 | 33 | 2.10E+11 | 8.08E+10 | 1 | 10 | 0.022
| 34 | -7 | -25.98 | 0 | 0 |  | 17.2 | 19 | 10 | 22 | Floater | No | 0 | 0.0006896 | 0 | 0 | 1802000000000 | 1802000000000 | 27860000000 | 27860000000 | 0 | 0 | 1387000000000 | 0.017165 | 144800000000 | 0.65 | N/A | Yes | BEM | Hydrodynamics | (with | Morison | drag) | 0 | 0 | 0 | 34 | -25.98 | 0 | -7 | 1 | 0 | 0 | 0 | 0 | [13 empty] | 34 | 36 | 37 | 34 | 34 | 1c | 0 | 0 | 34 | 2.10E+11 | 8.08E+10 | 7850 | 10 | 0.02 | 34 | 2.10E+11 | 8.08E+10 | 1 | 10 | 0.02
| 35 | -6 | -25.98 | 0 | 0 |  | 18.1 | 19 | 10 | 22 | Floater | No | 0 | 0.0006896 | 0 | 0 | 1802000000000 | 1802000000000 | 27860000000 | 27860000000 | 0 | 0 | 1387000000000 | 0.017165 | 144800000000 | 0.65 | N/A | Yes | BEM | Hydrodynamics | (with | Morison | drag) | 0 | 0 | 0 | 35 | -25.98 | 0 | -6 | 1 | 0 | 0 | 0 | 0 | 18 | 19 | 20 | 18 | 18 | 1c | 0 | 18 | 2.10E+11 | 8.08E+10 | 7850 | 10 | 0.022 | 35 | 37 | 38 | 35 | 35 | 1c | 0 | 0 | 35 | 2.10E+11 | 8.08E+10 | 7850 | 10 | 0.02 | 35 | 2.10E+11 | 8.08E+10 | 1 | 10 | 0.02
| 36 | -3 | -25.98 | 0 | 0 |  | 18.2 | 20 | 10 | 22 | Floater | No | 0 | 0.0006896 | 0 | 0 | 1802000000000 | 1802000000000 | 27860000000 | 27860000000 | 0 | 0 | 1387000000000 | 0.017165 | 144800000000 | 0.65 | N/A | Yes | BEM | Hydrodynamics | (with | Morison | drag) | 0 | 0 | 0 | 36 | -25.98 | 0 | -3 | 1 | 0 | 0 | 0 | 0 | [13 empty] | 36 | 38 | 39 | 36 | 36 | 1c | 0 | 0 | 36 | 2.10E+11 | 8.08E+10 | 7850 | 10 | 0.02 | 36 | 2.10E+11 | 8.08E+10 | 1 | 10 | 0.02
| 37 | -2 | -25.98 | 0 | 0 |  | 19.1 | 20 | 10 | 22 | Floater | No | 0 | 0.0006896 | 0 | 0 | 1802000000000 | 1802000000000 | 27860000000 | 27860000000 | 0 | 0 | 1387000000000 | 0.017165 | 144800000000 | 0.65 | N/A | Yes | BEM | Hydrodynamics | (with | Morison | drag) | 0 | 0 | 0 | 37 | -25.98 | 0 | -2 | 1 | 0 | 0 | 0 | 0 | 19 | 20 | 21 | 19 | 19 | 1c | 0 | 19 | 2.10E+11 | 8.08E+10 | 7850 | 10 | 0.022 | 37 | 39 | 40 | 37 | 37 | 1c | 0 | 0 | 37 | 2.10E+11 | 8.08E+10 | 7850 | 10 | 0.02 | 37 | 2.10E+11 | 8.08E+10 | 1 | 10 | 0.02
| 38 | 0 | -25.98 | 0 | 0 |  | 19.2 | 21 | 10 | 22 | Floater | No | 0 | 0.0006896 | 0 | 0 | 1802000000000 | 1802000000000 | 27860000000 | 27860000000 | 0 | 0 | 1387000000000 | 0.017165 | 144800000000 | 0.65 | N/A | Yes | BEM | Hydrodynamics | (with | Morison | drag) | 0 | 0 | 0 | 38 | -25.98 | 0 | 0 | 1 | 0 | 0 | 0 | 0 | [13 empty] | 38 | 40 | 41 | 38 | 38 | 1c | 0 | 0 | 38 | 2.10E+11 | 8.08E+10 | 7850 | 10 | 0.02 | 38 | 2.10E+11 | 8.08E+10 | 1 | 10 | 0.02
| 39 | 2 | -25.98 | 0 | 0 |  | 20.1 | 21 | 10 | 20 | Floater | No | 0 | 0.0006271 | 0 | 0 | 1639000000000 | 1639000000000 | 25330000000 | 25330000000 | 0 | 0 | 1262000000000 | 0.015614 | 131700000000 | 0.65 | N/A | Yes | BEM | Hydrodynamics | (with | Morison | drag) | 0 | 0 | 0 | 39 | -25.98 | 0 | 2 | 1 | 0 | 0 | 0 | 0 | 20 | 21 | 22 | 20 | 20 | 1c | 0 | 20 | 2.10E+11 | 8.08E+10 | 7850 | 10 | 0.02 | 39 | 41 | 42 | 39 | 39 | 1c | 0 | 0 | 39 | 2.10E+11 | 8.08E+10 | 7850 | 10 | 0.02 | 39 | 2.10E+11 | 8.08E+10 | 1 | 10 | 0.02
| 40 | 5 | -25.98 | 0 | 0 |  | 20.2 | 22 | 10 | 20 | Floater | No | 0 | 0.0006271 | 0 | 0 | 1639000000000 | 1639000000000 | 25330000000 | 25330000000 | 0 | 0 | 1262000000000 | 0.015614 | 131700000000 | 0.65 | N/A | Yes | BEM | Hydrodynamics | (with | Morison | drag) | 0 | 0 | 0 | 40 | -25.98 | 0 | 5 | 1 | 0 | 0 | 0 | 0 | [13 empty] | 40 | 42 | 43 | 40 | 40 | 1c | 0 | 0 | 40 | 2.10E+11 | 8.08E+10 | 7850 | 10 | 0.02 | 40 | 2.10E+11 | 8.08E+10 | 1 | 10 | 0.02
| 41 | 6 | -25.98 | 0 | 0 |  | 21.1 | 22 | 10 | 20 | Floater | No | 0 | 0.0006271 | 0 | 0 | 1639000000000 | 1639000000000 | 25330000000 | 25330000000 | 0 | 0 | 1262000000000 | 0.015614 | 131700000000 | 0.65 | N/A | Yes | BEM | Hydrodynamics | (with | Morison | drag) | 0 | 0 | 0 | 41 | -25.98 | 0 | 6 | 1 | 0 | 0 | 0 | 0 | 21 | 22 | 23 | 21 | 21 | 1c | 0 | 21 | 2.10E+11 | 8.08E+10 | 7850 | 10 | 0.02 | 41 | 43 | 44 | 41 | 41 | 1c | 0 | 0 | 41 | 2.10E+11 | 8.08E+10 | 7850 | 10 | 0.02 | 41 | 2.10E+11 | 8.08E+10 | 1 | 10 | 0.02
| 42 | 8 | -25.98 | 0 | 0 |  | 21.2 | 23 | 10 | 20 | Floater | No | 0 | 0.0006271 | 0 | 0 | 1639000000000 | 1639000000000 | 25330000000 | 25330000000 | 0 | 0 | 1262000000000 | 0.015614 | 131700000000 | 0.65 | N/A | Yes | BEM | Hydrodynamics | (with | Morison | drag) | 0 | 0 | 0 | 42 | -25.98 | 0 | 8 | 1 | 0 | 0 | 0 | 0 | [13 empty] | 42 | 44 | 45 | 42 | 42 | 1c | 0 | 0 | 42 | 2.10E+11 | 8.08E+10 | 7850 | 10 | 0.02 | 42 | 2.10E+11 | 8.08E+10 | 1 | 10 | 0.02
| 43 | 9.3 | -25.98 | 0 | 0 |  | 22.1 | 23 | 10 | 20 | Floater | No | 0 | 0.0006271 | 0 | 0 | 1639000000000 | 1639000000000 | 25330000000 | 25330000000 | 0 | 0 | 1262000000000 | 0.015614 | 131700000000 | 0.65 | N/A | Yes | BEM | Hydrodynamics | (with | Morison | drag) | 0 | 0 | 0 | 43 | -25.98 | 0 | 9.3 | 1 | 0 | 0 | 0 | 0 | 22 | 23 | 24 | 22 | 22 | 1c | 0 | 22 | 2.10E+11 | 8.08E+10 | 7850 | 10 | 0.02 | 43 | 46 | 47 | 43 | 43 | 1c | 0 | 0 | 43 | 2.10E+11 | 8.08E+10 | 7850 | 10 | 0.022 | 43 | 2.10E+11 | 8.08E+10 | 1 | 10 | 0.022
| 44 | 10 | -25.98 | 0 | 0 |  | 22.2 | 24 | 10 | 20 | Floater | No | 0 | 0.0006271 | 0 | 0 | 1639000000000 | 1639000000000 | 25330000000 | 25330000000 | 0 | 0 | 1262000000000 | 0.015614 | 131700000000 | 0.65 | N/A | Yes | BEM | Hydrodynamics | (with | Morison | drag) | 0 | 0 | 0 | 44 | -25.98 | 0 | 10 | 1 | 0 | 0 | 0 | 0 | [13 empty] | 44 | 47 | 48 | 44 | 44 | 1c | 0 | 0 | 44 | 2.10E+11 | 8.08E+10 | 7850 | 10 | 0.022 | 44 | 2.10E+11 | 8.08E+10 | 1 | 10 | 0.022
| 45 | 11 | -25.98 | 0 | 0 |  | 23.1 | 24 | 10 | 20 | Floater | No | 0 | 0.0006271 | 0 | 0 | 1639000000000 | 1639000000000 | 25330000000 | 25330000000 | 0 | 0 | 1262000000000 | 0.015614 | 131700000000 | 0.65 | N/A | Yes | BEM | Hydrodynamics | (with | Morison | drag) | 0 | 0 | 0 | 45 | -25.98 | 0 | 11 | 1 | 0 | 0 | 0 | 0 | 23 | 24 | 25 | 23 | 23 | 1c | 0 | 23 | 2.10E+11 | 8.08E+10 | 7850 | 10 | 0.02 | 45 | 48 | 49 | 45 | 45 | 1c | 0 | 0 | 45 | 2.10E+11 | 8.08E+10 | 7850 | 10 | 0.022 | 45 | 2.10E+11 | 8.08E+10 | 1 | 10 | 0.022
| 46 | -14 | 12.99 | -22.5 | 0 |  | 23.2 | 25 | 10 | 20 | Floater | No | 0 | 0.0006271 | 0 | 0 | 1639000000000 | 1639000000000 | 25330000000 | 25330000000 | 0 | 0 | 1262000000000 | 0.015614 | 131700000000 | 0.65 | N/A | Yes | BEM | Hydrodynamics | (with | Morison | drag) | 0 | 0 | 0 | 46 | 12.99 | -22.5 | -14 | 1 | 0 | 0 | 0 | 0 | [13 empty] | 46 | 49 | 50 | 46 | 46 | 1c | 0 | 0 | 46 | 2.10E+11 | 8.08E+10 | 7850 | 10 | 0.022 | 46 | 2.10E+11 | 8.08E+10 | 1 | 10 | 0.022
| 47 | -12 | 12.99 | -22.5 | 0 |  | 24.1 | 25 | 10 | 20 | Floater | No | 0 | 0.0006271 | 0 | 0 | 1639000000000 | 1639000000000 | 25330000000 | 25330000000 | 0 | 0 | 1262000000000 | 0.015614 | 131700000000 | 0.65 | N/A | Yes | BEM | Hydrodynamics | (with | Morison | drag) | 0 | 0 | 0 | 47 | 12.99 | -22.5 | -12 | 1 | 0 | 0 | 0 | 0 | 24 | 25 | 26 | 24 | 24 | 1c | 0 | 24 | 2.10E+11 | 8.08E+10 | 7850 | 10 | 0.02 | 47 | 50 | 51 | 47 | 47 | 1c | 0 | 0 | 47 | 2.10E+11 | 8.08E+10 | 7850 | 10 | 0.022 | 47 | 2.10E+11 | 8.08E+10 | 1 | 10 | 0.022
| 48 | -10 | 12.99 | -22.5 | 0 |  | 24.2 | 26 | 10 | 20 | Floater | No | 0 | 0.0006271 | 0 | 0 | 1639000000000 | 1639000000000 | 25330000000 | 25330000000 | 0 | 0 | 1262000000000 | 0.015614 | 131700000000 | 0.65 | N/A | Yes | BEM | Hydrodynamics | (with | Morison | drag) | 0 | 0 | 0 | 48 | 12.99 | -22.5 | -10 | 1 | 0 | 0 | 0 | 0 | [13 empty] | 48 | 51 | 52 | 48 | 48 | 1c | 0 | 0 | 48 | 2.10E+11 | 8.08E+10 | 7850 | 10 | 0.02 | 48 | 2.10E+11 | 8.08E+10 | 1 | 10 | 0.02
| 49 | -8 | 12.99 | -22.5 | 0 |  | 25.1 | 26 | 10 | 20 | Floater | No | 0 | 0.0006271 | 0 | 0 | 1639000000000 | 1639000000000 | 25330000000 | 25330000000 | 0 | 0 | 1262000000000 | 0.015614 | 131700000000 | 0.65 | N/A | Yes | BEM | Hydrodynamics | (with | Morison | drag) | 0 | 0 | 0 | 49 | 12.99 | -22.5 | -8 | 1 | 0 | 0 | 0 | 0 | 25 | 26 | 27 | 25 | 25 | 1c | 0 | 25 | 2.10E+11 | 8.08E+10 | 7850 | 10 | 0.02 | 49 | 52 | 53 | 49 | 49 | 1c | 0 | 0 | 49 | 2.10E+11 | 8.08E+10 | 7850 | 10 | 0.02 | 49 | 2.10E+11 | 8.08E+10 | 1 | 10 | 0.02
| 50 | -6 | 12.99 | -22.5 | 0 |  | 25.2 | 27 | 10 | 20 | Floater | No | 0 | 0.0006271 | 0 | 0 | 1639000000000 | 1639000000000 | 25330000000 | 25330000000 | 0 | 0 | 1262000000000 | 0.015614 | 131700000000 | 0.65 | N/A | Yes | BEM | Hydrodynamics | (with | Morison | drag) | 0 | 0 | 0 | 50 | 12.99 | -22.5 | -6 | 1 | 0 | 0 | 0 | 0 | [13 empty] | 50 | 53 | 54 | 50 | 50 | 1c | 0 | 0 | 50 | 2.10E+11 | 8.08E+10 | 7850 | 10 | 0.02 | 50 | 2.10E+11 | 8.08E+10 | 1 | 10 | 0.02
| 51 | -3 | 12.99 | -22.5 | 0 |  | 26.1 | 27 | 10 | 20 | Floater | No | 0 | 0.0006271 | 0 | 0 | 1639000000000 | 1639000000000 | 25330000000 | 25330000000 | 0 | 0 | 1262000000000 | 0.015614 | 131700000000 | 0.65 | N/A | Yes | BEM | Hydrodynamics | (with | Morison | drag) | 0 | 0 | 0 | 51 | 12.99 | -22.5 | -3 | 1 | 0 | 0 | 0 | 0 | 26 | 27 | 28 | 26 | 26 | 1c | 0 | 26 | 2.10E+11 | 8.08E+10 | 7850 | 10 | 0.02 | 51 | 54 | 55 | 51 | 51 | 1c | 0 | 0 | 51 | 2.10E+11 | 8.08E+10 | 7850 | 10 | 0.02 | 51 | 2.10E+11 | 8.08E+10 | 1 | 10 | 0.02
| 52 | -2 | 12.99 | -22.5 | 0 |  | 26.2 | 28 | 10 | 20 | Floater | No | 0 | 0.0006271 | 0 | 0 | 1639000000000 | 1639000000000 | 25330000000 | 25330000000 | 0 | 0 | 1262000000000 | 0.015614 | 131700000000 | 0.65 | N/A | Yes | BEM | Hydrodynamics | (with | Morison | drag) | 0 | 0 | 0 | 52 | 12.99 | -22.5 | -2 | 1 | 0 | 0 | 0 | 0 | [13 empty] | 52 | 55 | 56 | 52 | 52 | 1c | 0 | 0 | 52 | 2.10E+11 | 8.08E+10 | 7850 | 10 | 0.021 | 52 | 2.10E+11 | 8.08E+10 | 1 | 10 | 0.021
| 53 | 0 | 12.99 | -22.5 | 0 |  | 27.1 | 28 | 10 | 20 | Floater | No | 0 | 0.0006271 | 0 | 0 | 1639000000000 | 1639000000000 | 25330000000 | 25330000000 | 0 | 0 | 1262000000000 | 0.015614 | 131700000000 | 0.65 | N/A | Yes | BEM | Hydrodynamics | (with | Morison | drag) | 0 | 0 | 0 | 53 | 12.99 | -22.5 | 0 | 1 | 0 | 0 | 0 | 0 | 27 | 28 | 29 | 27 | 27 | 1c | 0 | 27 | 2.10E+11 | 8.08E+10 | 7850 | 10 | 0.02 | 53 | 56 | 57 | 53 | 53 | 1c | 0 | 0 | 53 | 2.10E+11 | 8.08E+10 | 7850 | 10 | 0.02 | 53 | 2.10E+11 | 8.08E+10 | 1 | 10 | 0.02
| 54 | 2 | 12.99 | -22.5 | 0 |  | 27.2 | 29 | 10 | 20 | Floater | No | 0 | 0.0006271 | 0 | 0 | 1639000000000 | 1639000000000 | 25330000000 | 25330000000 | 0 | 0 | 1262000000000 | 0.015614 | 131700000000 | 0.65 | N/A | Yes | BEM | Hydrodynamics | (with | Morison | drag) | 0 | 0 | 0 | 54 | 12.99 | -22.5 | 2 | 1 | 0 | 0 | 0 | 0 | [13 empty] | 54 | 57 | 58 | 54 | 54 | 1c | 0 | 0 | 54 | 2.10E+11 | 8.08E+10 | 7850 | 10 | 0.021 | 54 | 2.10E+11 | 8.08E+10 | 1 | 10 | 0.021
| 55 | 5 | 12.99 | -22.5 | 0 |  | 28.1 | 29 | 10 | 20 | Floater | No | 0 | 0.0006271 | 0 | 0 | 1639000000000 | 1639000000000 | 25330000000 | 25330000000 | 0 | 0 | 1262000000000 | 0.015614 | 131700000000 | 0.65 | N/A | Yes | BEM | Hydrodynamics | (with | Morison | drag) | 0 | 0 | 0 | 55 | 12.99 | -22.5 | 5 | 1 | 0 | 0 | 0 | 0 | 28 | 29 | 30 | 28 | 28 | 1c | 0 | 28 | 2.10E+11 | 8.08E+10 | 7850 | 10 | 0.02 | 55 | 58 | 59 | 55 | 55 | 1c | 0 | 0 | 55 | 2.10E+11 | 8.08E+10 | 7850 | 10 | 0.02 | 55 | 2.10E+11 | 8.08E+10 | 1 | 10 | 0.02
| 56 | 6 | 12.99 | -22.5 | 0 |  | 28.2 | 30 | 10 | 20 | Floater | No | 0 | 0.0006271 | 0 | 0 | 1639000000000 | 1639000000000 | 25330000000 | 25330000000 | 0 | 0 | 1262000000000 | 0.015614 | 131700000000 | 0.65 | N/A | Yes | BEM | Hydrodynamics | (with | Morison | drag) | 0 | 0 | 0 | 56 | 12.99 | -22.5 | 6 | 1 | 0 | 0 | 0 | 0 | [13 empty] | 56 | 59 | 60 | 56 | 56 | 1c | 0 | 0 | 56 | 2.10E+11 | 8.08E+10 | 7850 | 10 | 0.02 | 56 | 2.10E+11 | 8.08E+10 | 1 | 10 | 0.02
| 57 | 8 | 12.99 | -22.5 | 0 |  | 29.1 | 31 | 10 | 22 | Floater | No | 0 | 0.0006896 | 0 | 0 | 1802000000000 | 1802000000000 | 27860000000 | 27860000000 | 0 | 0 | 1387000000000 | 0.017165 | 144800000000 | 0.65 | N/A | Yes | BEM | Hydrodynamics | (with | Morison | drag) | 0 | 0 | 0 | 57 | 12.99 | -22.5 | 8 | 1 | 0 | 0 | 0 | 0 | 29 | 31 | 32 | 29 | 29 | 1c | 0 | 29 | 2.10E+11 | 8.08E+10 | 7850 | 10 | 0.022 | 57 | 61 | 62 | 57 | 57 | 1c | 0 | 0 | 57 | 2.10E+11 | 8.08E+10 | 7850 | 1 | 0.015 | 57 | 2.10E+11 | 8.08E+10 | 1 | 1 | 0.015
| 58 | 9.3 | 12.99 | -22.5 | 0 |  | 29.2 | 32 | 10 | 22 | Floater | No | 0 | 0.0006896 | 0 | 0 | 1802000000000 | 1802000000000 | 27860000000 | 27860000000 | 0 | 0 | 1387000000000 | 0.017165 | 144800000000 | 0.65 | N/A | Yes | BEM | Hydrodynamics | (with | Morison | drag) | 0 | 0 | 0 | 58 | 12.99 | -22.5 | 9.3 | 1 | 0 | 0 | 0 | 0 | [13 empty] | 58 | 62 | 63 | 58 | 58 | 1c | 0 | 0 | 58 | 2.10E+11 | 8.08E+10 | 7850 | 1 | 0.015 | 58 | 2.10E+11 | 8.08E+10 | 1 | 1 | 0.015
| 59 | 10 | 12.99 | -22.5 | 0 |  | 30.1 | 32 | 10 | 22 | Floater | No | 0 | 0.0006896 | 0 | 0 | 1802000000000 | 1802000000000 | 27860000000 | 27860000000 | 0 | 0 | 1387000000000 | 0.017165 | 144800000000 | 0.65 | N/A | Yes | BEM | Hydrodynamics | (with | Morison | drag) | 0 | 0 | 0 | 59 | 12.99 | -22.5 | 10 | 1 | 0 | 0 | 0 | 0 | 30 | 32 | 33 | 30 | 30 | 1c | 0 | 30 | 2.10E+11 | 8.08E+10 | 7850 | 10 | 0.022 | 59 | 63 | 64 | 59 | 59 | 1c | 0 | 0 | 59 | 2.10E+11 | 8.08E+10 | 7850 | 1 | 0.015 | 59 | 2.10E+11 | 8.08E+10 | 1 | 1 | 0.015
| 60 | 11 | 12.99 | -22.5 | 0 |  | 30.2 | 33 | 10 | 22 | Floater | No | 0 | 0.0006896 | 0 | 0 | 1802000000000 | 1802000000000 | 27860000000 | 27860000000 | 0 | 0 | 1387000000000 | 0.017165 | 144800000000 | 0.65 | N/A | Yes | BEM | Hydrodynamics | (with | Morison | drag) | 0 | 0 | 0 | 60 | 12.99 | -22.5 | 11 | 1 | 0 | 0 | 0 | 0 | [13 empty] | 60 | 64 | 65 | 60 | 60 | 1c | 0 | 0 | 60 | 2.10E+11 | 8.08E+10 | 7850 | 1 | 0.015 | 60 | 2.10E+11 | 8.08E+10 | 1 | 1 | 0.015
| 61 | 9.3 | 8.66 | 20 | 0 |  | 31.1 | 33 | 10 | 22 | Floater | No | 0 | 0.0006896 | 0 | 0 | 1802000000000 | 1802000000000 | 27860000000 | 27860000000 | 0 | 0 | 1387000000000 | 0.017165 | 144800000000 | 0.65 | N/A | Yes | BEM | Hydrodynamics | (with | Morison | drag) | 0 | 0 | 0 | 61 | 8.66 | 20 | 9.3 | 1 | 0 | 0 | 0 | 0 | 31 | 33 | 34 | 31 | 31 | 1c | 0 | 31 | 2.10E+11 | 8.08E+10 | 7850 | 10 | 0.022 | 61 | 65 | 66 | 61 | 61 | 1c | 0 | 0 | 61 | 2.10E+11 | 8.08E+10 | 7850 | 1 | 0.015 | 61 | 2.10E+11 | 8.08E+10 | 1 | 1 | 0.015
| 62 | 9.3 | 7.708 | 19.45 | 0 |  | 31.2 | 34 | 10 | 22 | Floater | No | 0 | 0.0006896 | 0 | 0 | 1802000000000 | 1802000000000 | 27860000000 | 27860000000 | 0 | 0 | 1387000000000 | 0.017165 | 144800000000 | 0.65 | N/A | Yes | BEM | Hydrodynamics | (with | Morison | drag) | 0 | 0 | 0 | 62 | 7.708 | 19.45 | 9.3 | 1 | 0 | 0 | 0 | 0 | [13 empty] | 62 | 66 | 67 | 62 | 62 | 1c | 0 | 0 | 62 | 2.10E+11 | 8.08E+10 | 7850 | 1 | 0.015 | 62 | 2.10E+11 | 8.08E+10 | 1 | 1 | 0.015
| 63 | 9.3 | 7.104 | 19.1015 | 0 |  | 32.1 | 34 | 10 | 22 | Floater | No | 0 | 0.0006896 | 0 | 0 | 1802000000000 | 1802000000000 | 27860000000 | 27860000000 | 0 | 0 | 1387000000000 | 0.017165 | 144800000000 | 0.65 | N/A | Yes | BEM | Hydrodynamics | (with | Morison | drag) | 0 | 0 | 0 | 63 | 7.104 | 19.1015 | 9.3 | 1 | 0 | 0 | 0 | 0 | 32 | 34 | 35 | 32 | 32 | 1c | 0 | 32 | 2.10E+11 | 8.08E+10 | 7850 | 10 | 0.022 | 63 | 67 | 68 | 63 | 63 | 1c | 0 | 0 | 63 | 2.10E+11 | 8.08E+10 | 7850 | 1 | 0.015 | 63 | 2.10E+11 | 8.08E+10 | 1 | 1 | 0.015
| 64 | 9.3 | 1.925 | 16.111 | 0 |  | 32.2 | 35 | 10 | 22 | Floater | No | 0 | 0.0006896 | 0 | 0 | 1802000000000 | 1802000000000 | 27860000000 | 27860000000 | 0 | 0 | 1387000000000 | 0.017165 | 144800000000 | 0.65 | N/A | Yes | BEM | Hydrodynamics | (with | Morison | drag) | 0 | 0 | 0 | 64 | 1.925 | 16.111 | 9.3 | 1 | 0 | 0 | 0 | 0 | [13 empty] | 64 | 68 | 69 | 64 | 64 | 1c | 0 | 0 | 64 | 2.10E+11 | 8.08E+10 | 7850 | 1 | 0.015 | 64 | 2.10E+11 | 8.08E+10 | 1 | 1 | 0.015
| 65 | 9.3 | -1.443 | 14.167 | 0 |  | 33.1 | 35 | 10 | 22 | Floater | No | 0 | 0.0006896 | 0 | 0 | 1802000000000 | 1802000000000 | 27860000000 | 27860000000 | 0 | 0 | 1387000000000 | 0.017165 | 144800000000 | 0.65 | N/A | Yes | BEM | Hydrodynamics | (with | Morison | drag) | 0 | 0 | 0 | 65 | -1.443 | 14.167 | 9.3 | 1 | 0 | 0 | 0 | 0 | 33 | 35 | 36 | 33 | 33 | 1c | 0 | 33 | 2.10E+11 | 8.08E+10 | 7850 | 10 | 0.022 | 65 | 69 | 70 | 65 | 65 | 1c | 0 | 0 | 65 | 2.10E+11 | 8.08E+10 | 7850 | 1 | 0.015 | 65 | 2.10E+11 | 8.08E+10 | 1 | 1 | 0.015
| 66 | 9.3 | -4.811 | 12.222 | 0 |  | 33.2 | 36 | 10 | 22 | Floater | No | 0 | 0.0006896 | 0 | 0 | 1802000000000 | 1802000000000 | 27860000000 | 27860000000 | 0 | 0 | 1387000000000 | 0.017165 | 144800000000 | 0.65 | N/A | Yes | BEM | Hydrodynamics | (with | Morison | drag) | 0 | 0 | 0 | 66 | -4.811 | 12.222 | 9.3 | 1 | 0 | 0 | 0 | 0 | [13 empty] | 66 | 70 | 71 | 66 | 66 | 1c | 0 | 0 | 66 | 2.10E+11 | 8.08E+10 | 7850 | 1 | 0.015 | 66 | 2.10E+11 | 8.08E+10 | 1 | 1 | 0.015
| 67 | 9.3 | -6.495 | 11.25 | 0 |  | 34.1 | 36 | 10 | 20 | Floater | No | 0 | 0.0006271 | 0 | 0 | 1639000000000 | 1639000000000 | 25330000000 | 25330000000 | 0 | 0 | 1262000000000 | 0.015614 | 131700000000 | 0.65 | N/A | Yes | BEM | Hydrodynamics | (with | Morison | drag) | 0 | 0 | 0 | 67 | -6.495 | 11.25 | 9.3 | 1 | 0 | 0 | 0 | 0 | 34 | 36 | 37 | 34 | 34 | 1c | 0 | 34 | 2.10E+11 | 8.08E+10 | 7850 | 10 | 0.02 | 67 | 71 | 72 | 67 | 67 | 1c | 0 | 0 | 67 | 2.10E+11 | 8.08E+10 | 7850 | 1 | 0.015 | 67 | 2.10E+11 | 8.08E+10 | 1 | 1 | 0.015
| 68 | 9.3 | -8.179 | 10.278 | 0 |  | 34.2 | 37 | 10 | 20 | Floater | No | 0 | 0.0006271 | 0 | 0 | 1639000000000 | 1639000000000 | 25330000000 | 25330000000 | 0 | 0 | 1262000000000 | 0.015614 | 131700000000 | 0.65 | N/A | Yes | BEM | Hydrodynamics | (with | Morison | drag) | 0 | 0 | 0 | 68 | -8.179 | 10.278 | 9.3 | 1 | 0 | 0 | 0 | 0 | [13 empty] | 68 | 72 | 73 | 68 | 68 | 1c | 0 | 0 | 68 | 2.10E+11 | 8.08E+10 | 7850 | 1 | 0.015 | 68 | 2.10E+11 | 8.08E+10 | 1 | 1 | 0.015
| 69 | 9.3 | -11.547 | 8.333 | 0 |  | 35.1 | 37 | 10 | 20 | Floater | No | 0 | 0.0006271 | 0 | 0 | 1639000000000 | 1639000000000 | 25330000000 | 25330000000 | 0 | 0 | 1262000000000 | 0.015614 | 131700000000 | 0.65 | N/A | Yes | BEM | Hydrodynamics | (with | Morison | drag) | 0 | 0 | 0 | 69 | -11.547 | 8.333 | 9.3 | 1 | 0 | 0 | 0 | 0 | 35 | 37 | 38 | 35 | 35 | 1c | 0 | 35 | 2.10E+11 | 8.08E+10 | 7850 | 10 | 0.02 | 69 | 74 | 75 | 69 | 69 | 1c | 0 | 0 | 69 | 2.10E+11 | 8.08E+10 | 7850 | 1 | 0.015 | 69 | 2.10E+11 | 8.08E+10 | 1 | 1 | 0.015
| 70 | 9.3 | -14.915 | 6.389 | 0 |  | 35.2 | 38 | 10 | 20 | Floater | No | 0 | 0.0006271 | 0 | 0 | 1639000000000 | 1639000000000 | 25330000000 | 25330000000 | 0 | 0 | 1262000000000 | 0.015614 | 131700000000 | 0.65 | N/A | Yes | BEM | Hydrodynamics | (with | Morison | drag) | 0 | 0 | 0 | 70 | -14.915 | 6.389 | 9.3 | 1 | 0 | 0 | 0 | 0 | [13 empty] | 70 | 75 | 76 | 70 | 70 | 1c | 0 | 0 | 70 | 2.10E+11 | 8.08E+10 | 7850 | 1 | 0.015 | 70 | 2.10E+11 | 8.08E+10 | 1 | 1 | 0.015
| 71 | 9.3 | -20.0943 | 3.3985 | 0 |  | 36.1 | 38 | 10 | 20 | Floater | No | 0 | 0.0006271 | 0 | 0 | 1639000000000 | 1639000000000 | 25330000000 | 25330000000 | 0 | 0 | 1262000000000 | 0.015614 | 131700000000 | 0.65 | N/A | Yes | BEM | Hydrodynamics | (with | Morison | drag) | 0 | 0 | 0 | 71 | -20.0943 | 3.3985 | 9.3 | 1 | 0 | 0 | 0 | 0 | 36 | 38 | 39 | 36 | 36 | 1c | 0 | 36 | 2.10E+11 | 8.08E+10 | 7850 | 10 | 0.02 | 71 | 76 | 77 | 71 | 71 | 1c | 0 | 0 | 71 | 2.10E+11 | 8.08E+10 | 7850 | 1 | 0.015 | 71 | 2.10E+11 | 8.08E+10 | 1 | 1 | 0.015
| 72 | 9.3 | -20.698 | 3.05 | 0 |  | 36.2 | 39 | 10 | 20 | Floater | No | 0 | 0.0006271 | 0 | 0 | 1639000000000 | 1639000000000 | 25330000000 | 25330000000 | 0 | 0 | 1262000000000 | 0.015614 | 131700000000 | 0.65 | N/A | Yes | BEM | Hydrodynamics | (with | Morison | drag) | 0 | 0 | 0 | 72 | -20.698 | 3.05 | 9.3 | 1 | 0 | 0 | 0 | 0 | [13 empty] | 72 | 77 | 78 | 72 | 72 | 1c | 0 | 0 | 72 | 2.10E+11 | 8.08E+10 | 7850 | 1 | 0.015 | 72 | 2.10E+11 | 8.08E+10 | 1 | 1 | 0.015
| 73 | 9.3 | -21.651 | 2.5 | 0 |  | 37.1 | 39 | 10 | 20 | Floater | No | 0 | 0.0006271 | 0 | 0 | 1639000000000 | 1639000000000 | 25330000000 | 25330000000 | 0 | 0 | 1262000000000 | 0.015614 | 131700000000 | 0.65 | N/A | Yes | BEM | Hydrodynamics | (with | Morison | drag) | 0 | 0 | 0 | 73 | -21.651 | 2.5 | 9.3 | 1 | 0 | 0 | 0 | 0 | 37 | 39 | 40 | 37 | 37 | 1c | 0 | 37 | 2.10E+11 | 8.08E+10 | 7850 | 10 | 0.02 | 73 | 78 | 79 | 73 | 73 | 1c | 0 | 0 | 73 | 2.10E+11 | 8.08E+10 | 7850 | 1 | 0.015 | 73 | 2.10E+11 | 8.08E+10 | 1 | 1 | 0.015
| 74 | 9.3 | -21.651 | -2.5 | 0 |  | 37.2 | 40 | 10 | 20 | Floater | No | 0 | 0.0006271 | 0 | 0 | 1639000000000 | 1639000000000 | 25330000000 | 25330000000 | 0 | 0 | 1262000000000 | 0.015614 | 131700000000 | 0.65 | N/A | Yes | BEM | Hydrodynamics | (with | Morison | drag) | 0 | 0 | 0 | 74 | -21.651 | -2.5 | 9.3 | 1 | 0 | 0 | 0 | 0 | [13 empty] | 74 | 79 | 80 | 74 | 74 | 1c | 0 | 0 | 74 | 2.10E+11 | 8.08E+10 | 7850 | 1 | 0.015 | 74 | 2.10E+11 | 8.08E+10 | 1 | 1 | 0.015
| 75 | 9.3 | -20.698 | -3.05 | 0 |  | 38.1 | 40 | 10 | 20 | Floater | No | 0 | 0.0006271 | 0 | 0 | 1639000000000 | 1639000000000 | 25330000000 | 25330000000 | 0 | 0 | 1262000000000 | 0.015614 | 131700000000 | 0.65 | N/A | Yes | BEM | Hydrodynamics | (with | Morison | drag) | 0 | 0 | 0 | 75 | -20.698 | -3.05 | 9.3 | 1 | 0 | 0 | 0 | 0 | 38 | 40 | 41 | 38 | 38 | 1c | 0 | 38 | 2.10E+11 | 8.08E+10 | 7850 | 10 | 0.02 | 75 | 80 | 81 | 75 | 75 | 1c | 0 | 0 | 75 | 2.10E+11 | 8.08E+10 | 7850 | 1 | 0.015 | 75 | 2.10E+11 | 8.08E+10 | 1 | 1 | 0.015
| 76 | 9.3 | -20.0943 | -3.3985 | 0 |  | 38.2 | 41 | 10 | 20 | Floater | No | 0 | 0.0006271 | 0 | 0 | 1639000000000 | 1639000000000 | 25330000000 | 25330000000 | 0 | 0 | 1262000000000 | 0.015614 | 131700000000 | 0.65 | N/A | Yes | BEM | Hydrodynamics | (with | Morison | drag) | 0 | 0 | 0 | 76 | -20.0943 | -3.3985 | 9.3 | 1 | 0 | 0 | 0 | 0 | [13 empty] | 76 | 81 | 82 | 76 | 76 | 1c | 0 | 0 | 76 | 2.10E+11 | 8.08E+10 | 7850 | 1 | 0.015 | 76 | 2.10E+11 | 8.08E+10 | 1 | 1 | 0.015
| 77 | 9.3 | -14.915 | -6.389 | 0 |  | 39.1 | 41 | 10 | 20 | Floater | No | 0 | 0.0006271 | 0 | 0 | 1639000000000 | 1639000000000 | 25330000000 | 25330000000 | 0 | 0 | 1262000000000 | 0.015614 | 131700000000 | 0.65 | N/A | Yes | BEM | Hydrodynamics | (with | Morison | drag) | 0 | 0 | 0 | 77 | -14.915 | -6.389 | 9.3 | 1 | 0 | 0 | 0 | 0 | 39 | 41 | 42 | 39 | 39 | 1c | 0 | 39 | 2.10E+11 | 8.08E+10 | 7850 | 10 | 0.02 | 77 | 82 | 83 | 77 | 77 | 1c | 0 | 0 | 77 | 2.10E+11 | 8.08E+10 | 7850 | 1 | 0.015 | 77 | 2.10E+11 | 8.08E+10 | 1 | 1 | 0.015
| 78 | 9.3 | -11.547 | -8.333 | 0 |  | 39.2 | 42 | 10 | 20 | Floater | No | 0 | 0.0006271 | 0 | 0 | 1639000000000 | 1639000000000 | 25330000000 | 25330000000 | 0 | 0 | 1262000000000 | 0.015614 | 131700000000 | 0.65 | N/A | Yes | BEM | Hydrodynamics | (with | Morison | drag) | 0 | 0 | 0 | 78 | -11.547 | -8.333 | 9.3 | 1 | 0 | 0 | 0 | 0 | [13 empty] | 78 | 83 | 84 | 78 | 78 | 1c | 0 | 0 | 78 | 2.10E+11 | 8.08E+10 | 7850 | 1 | 0.015 | 78 | 2.10E+11 | 8.08E+10 | 1 | 1 | 0.015
| 79 | 9.3 | -8.179 | -10.278 | 0 |  | 40.1 | 42 | 10 | 20 | Floater | No | 0 | 0.0006271 | 0 | 0 | 1639000000000 | 1639000000000 | 25330000000 | 25330000000 | 0 | 0 | 1262000000000 | 0.015614 | 131700000000 | 0.65 | N/A | Yes | BEM | Hydrodynamics | (with | Morison | drag) | 0 | 0 | 0 | 79 | -8.179 | -10.278 | 9.3 | 1 | 0 | 0 | 0 | 0 | 40 | 42 | 43 | 40 | 40 | 1c | 0 | 40 | 2.10E+11 | 8.08E+10 | 7850 | 10 | 0.02 | 79 | 84 | 85 | 79 | 79 | 1c | 0 | 0 | 79 | 2.10E+11 | 8.08E+10 | 7850 | 1 | 0.015 | 79 | 2.10E+11 | 8.08E+10 | 1 | 1 | 0.015
| 80 | 9.3 | -6.495 | -11.25 | 0 |  | 40.2 | 43 | 10 | 20 | Floater | No | 0 | 0.0006271 | 0 | 0 | 1639000000000 | 1639000000000 | 25330000000 | 25330000000 | 0 | 0 | 1262000000000 | 0.015614 | 131700000000 | 0.65 | N/A | Yes | BEM | Hydrodynamics | (with | Morison | drag) | 0 | 0 | 0 | 80 | -6.495 | -11.25 | 9.3 | 1 | 0 | 0 | 0 | 0 | [13 empty] | 80 | 85 | 86 | 80 | 80 | 1c | 0 | 0 | 80 | 2.10E+11 | 8.08E+10 | 7850 | 1 | 0.015 | 80 | 2.10E+11 | 8.08E+10 | 1 | 1 | 0.015
| 81 | 9.3 | -4.811 | -12.222 | 0 |  | 41.1 | 43 | 10 | 20 | Floater | No | 0 | 0.0006271 | 0 | 0 | 1639000000000 | 1639000000000 | 25330000000 | 25330000000 | 0 | 0 | 1262000000000 | 0.015614 | 131700000000 | 0.65 | N/A | Yes | BEM | Hydrodynamics | (with | Morison | drag) | 0 | 0 | 0 | 81 | -4.811 | -12.222 | 9.3 | 1 | 0 | 0 | 0 | 0 | 41 | 43 | 44 | 41 | 41 | 1c | 0 | 41 | 2.10E+11 | 8.08E+10 | 7850 | 10 | 0.02 | 81 | 87 | 88 | 81 | 81 | 1c | 0 | 0 | 81 | 2.10E+11 | 8.08E+10 | 7850 | 1 | 0.015 | 81 | 2.10E+11 | 8.08E+10 | 1 | 1 | 0.015
| 82 | 9.3 | -1.443 | -14.167 | 0 |  | 41.2 | 44 | 10 | 20 | Floater | No | 0 | 0.0006271 | 0 | 0 | 1639000000000 | 1639000000000 | 25330000000 | 25330000000 | 0 | 0 | 1262000000000 | 0.015614 | 131700000000 | 0.65 | N/A | Yes | BEM | Hydrodynamics | (with | Morison | drag) | 0 | 0 | 0 | 82 | -1.443 | -14.167 | 9.3 | 1 | 0 | 0 | 0 | 0 | [13 empty] | 82 | 88 | 89 | 82 | 82 | 1c | 0 | 0 | 82 | 2.10E+11 | 8.08E+10 | 7850 | 1 | 0.015 | 82 | 2.10E+11 | 8.08E+10 | 1 | 1 | 0.015
| 83 | 9.3 | 1.925 | -16.111 | 0 |  | 42.1 | 44 | 10 | 20 | Floater | No | 0 | 0.0006271 | 0 | 0 | 1639000000000 | 1639000000000 | 25330000000 | 25330000000 | 0 | 0 | 1262000000000 | 0.015614 | 131700000000 | 0.65 | N/A | Yes | BEM | Hydrodynamics | (with | Morison | drag) | 0 | 0 | 0 | 83 | 1.925 | -16.111 | 9.3 | 1 | 0 | 0 | 0 | 0 | 42 | 44 | 45 | 42 | 42 | 1c | 0 | 42 | 2.10E+11 | 8.08E+10 | 7850 | 10 | 0.02 | 83 | 89 | 90 | 83 | 83 | 1c | 0 | 0 | 83 | 2.10E+11 | 8.08E+10 | 7850 | 1 | 0.015 | 83 | 2.10E+11 | 8.08E+10 | 1 | 1 | 0.015
| 84 | 9.3 | 7.104 | -19.1015 | 0 |  | 42.2 | 45 | 10 | 20 | Floater | No | 0 | 0.0006271 | 0 | 0 | 1639000000000 | 1639000000000 | 25330000000 | 25330000000 | 0 | 0 | 1262000000000 | 0.015614 | 131700000000 | 0.65 | N/A | Yes | BEM | Hydrodynamics | (with | Morison | drag) | 0 | 0 | 0 | 84 | 7.104 | -19.1015 | 9.3 | 1 | 0 | 0 | 0 | 0 | [13 empty] | 84 | 90 | 91 | 84 | 84 | 1c | 0 | 0 | 84 | 2.10E+11 | 8.08E+10 | 7850 | 1 | 0.015 | 84 | 2.10E+11 | 8.08E+10 | 1 | 1 | 0.015
| 85 | 9.3 | 7.708 | -19.45 | 0 |  | 43.1 | 46 | 10 | 22 | Floater | No | 0 | 0.0006896 | 0 | 0 | 1802000000000 | 1802000000000 | 27860000000 | 27860000000 | 0 | 0 | 1387000000000 | 0.017165 | 144800000000 | 0.65 | N/A | Yes | BEM | Hydrodynamics | (with | Morison | drag) | 0 | 0 | 0 | 85 | 7.708 | -19.45 | 9.3 | 1 | 0 | 0 | 0 | 0 | 43 | 46 | 47 | 43 | 43 | 1c | 0 | 43 | 2.10E+11 | 8.08E+10 | 7850 | 10 | 0.022 | 85 | 91 | 92 | 85 | 85 | 1c | 0 | 0 | 85 | 2.10E+11 | 8.08E+10 | 7850 | 1 | 0.015 | 85 | 2.10E+11 | 8.08E+10 | 1 | 1 | 0.015
| 86 | 9.3 | 8.66 | -20 | 0 |  | 43.2 | 47 | 10 | 22 | Floater | No | 0 | 0.0006896 | 0 | 0 | 1802000000000 | 1802000000000 | 27860000000 | 27860000000 | 0 | 0 | 1387000000000 | 0.017165 | 144800000000 | 0.65 | N/A | Yes | BEM | Hydrodynamics | (with | Morison | drag) | 0 | 0 | 0 | 86 | 8.66 | -20 | 9.3 | 1 | 0 | 0 | 0 | 0 | [13 empty] | 86 | 92 | 93 | 86 | 86 | 1c | 0 | 0 | 86 | 2.10E+11 | 8.08E+10 | 7850 | 1 | 0.015 | 86 | 2.10E+11 | 8.08E+10 | 1 | 1 | 0.015
| 87 | 9.3 | 12.99 | -17.5 | 0 |  | 44.1 | 47 | 10 | 22 | Floater | No | 0 | 0.0006896 | 0 | 0 | 1802000000000 | 1802000000000 | 27860000000 | 27860000000 | 0 | 0 | 1387000000000 | 0.017165 | 144800000000 | 0.65 | N/A | Yes | BEM | Hydrodynamics | (with | Morison | drag) | 0 | 0 | 0 | 87 | 12.99 | -17.5 | 9.3 | 1 | 0 | 0 | 0 | 0 | 44 | 47 | 48 | 44 | 44 | 1c | 0 | 44 | 2.10E+11 | 8.08E+10 | 7850 | 10 | 0.022 | 87 | 93 | 94 | 87 | 87 | 1c | 0 | 0 | 87 | 2.10E+11 | 8.08E+10 | 7850 | 1 | 0.015 | 87 | 2.10E+11 | 8.08E+10 | 1 | 1 | 0.015
| 88 | 9.3 | 12.99 | -16.4 | 0 |  | 44.2 | 48 | 10 | 22 | Floater | No | 0 | 0.0006896 | 0 | 0 | 1802000000000 | 1802000000000 | 27860000000 | 27860000000 | 0 | 0 | 1387000000000 | 0.017165 | 144800000000 | 0.65 | N/A | Yes | BEM | Hydrodynamics | (with | Morison | drag) | 0 | 0 | 0 | 88 | 12.99 | -16.4 | 9.3 | 1 | 0 | 0 | 0 | 0 | [13 empty] | 88 | 94 | 95 | 88 | 88 | 1c | 0 | 0 | 88 | 2.10E+11 | 8.08E+10 | 7850 | 1 | 0.015 | 88 | 2.10E+11 | 8.08E+10 | 1 | 1 | 0.015
| 89 | 9.3 | 12.99 | -15.7028 | 0 |  | 45.1 | 48 | 10 | 22 | Floater | No | 0 | 0.0006896 | 0 | 0 | 1802000000000 | 1802000000000 | 27860000000 | 27860000000 | 0 | 0 | 1387000000000 | 0.017165 | 144800000000 | 0.65 | N/A | Yes | BEM | Hydrodynamics | (with | Morison | drag) | 0 | 0 | 0 | 89 | 12.99 | -15.7028 | 9.3 | 1 | 0 | 0 | 0 | 0 | 45 | 48 | 49 | 45 | 45 | 1c | 0 | 45 | 2.10E+11 | 8.08E+10 | 7850 | 10 | 0.022 | 89 | 95 | 96 | 89 | 89 | 1c | 0 | 0 | 89 | 2.10E+11 | 8.08E+10 | 7850 | 1 | 0.015 | 89 | 2.10E+11 | 8.08E+10 | 1 | 1 | 0.015
| 90 | 9.3 | 12.99 | -9.722 | 0 |  | 45.2 | 49 | 10 | 22 | Floater | No | 0 | 0.0006896 | 0 | 0 | 1802000000000 | 1802000000000 | 27860000000 | 27860000000 | 0 | 0 | 1387000000000 | 0.017165 | 144800000000 | 0.65 | N/A | Yes | BEM | Hydrodynamics | (with | Morison | drag) | 0 | 0 | 0 | 90 | 12.99 | -9.722 | 9.3 | 1 | 0 | 0 | 0 | 0 | [13 empty] | 90 | 96 | 97 | 90 | 90 | 1c | 0 | 0 | 90 | 2.10E+11 | 8.08E+10 | 7850 | 1 | 0.015 | 90 | 2.10E+11 | 8.08E+10 | 1 | 1 | 0.015
| 91 | 9.3 | 12.99 | -5.833 | 0 |  | 46.1 | 49 | 10 | 22 | Floater | No | 0 | 0.0006896 | 0 | 0 | 1802000000000 | 1802000000000 | 27860000000 | 27860000000 | 0 | 0 | 1387000000000 | 0.017165 | 144800000000 | 0.65 | N/A | Yes | BEM | Hydrodynamics | (with | Morison | drag) | 0 | 0 | 0 | 91 | 12.99 | -5.833 | 9.3 | 1 | 0 | 0 | 0 | 0 | 46 | 49 | 50 | 46 | 46 | 1c | 0 | 46 | 2.10E+11 | 8.08E+10 | 7850 | 10 | 0.022 | 91 | 97 | 98 | 91 | 91 | 1c | 0 | 0 | 91 | 2.10E+11 | 8.08E+10 | 7850 | 1 | 0.015 | 91 | 2.10E+11 | 8.08E+10 | 1 | 1 | 0.015
| 92 | 9.3 | 12.99 | -1.944 | 0 |  | 46.2 | 50 | 10 | 22 | Floater | No | 0 | 0.0006896 | 0 | 0 | 1802000000000 | 1802000000000 | 27860000000 | 27860000000 | 0 | 0 | 1387000000000 | 0.017165 | 144800000000 | 0.65 | N/A | Yes | BEM | Hydrodynamics | (with | Morison | drag) | 0 | 0 | 0 | 92 | 12.99 | -1.944 | 9.3 | 1 | 0 | 0 | 0 | 0 | [13 empty] | 92 | 98 | 99 | 92 | 92 | 1c | 0 | 0 | 92 | 2.10E+11 | 8.08E+10 | 7850 | 1 | 0.015 | 92 | 2.10E+11 | 8.08E+10 | 1 | 1 | 0.015
| 93 | 9.3 | 12.99 | 0 | 0 |  | 47.1 | 50 | 10 | 22 | Floater | No | 0 | 0.0006896 | 0 | 0 | 1802000000000 | 1802000000000 | 27860000000 | 27860000000 | 0 | 0 | 1387000000000 | 0.017165 | 144800000000 | 0.65 | N/A | Yes | BEM | Hydrodynamics | (with | Morison | drag) | 0 | 0 | 0 | 93 | 12.99 | 0 | 9.3 | 1 | 0 | 0 | 0 | 0 | 47 | 50 | 51 | 47 | 47 | 1c | 0 | 47 | 2.10E+11 | 8.08E+10 | 7850 | 10 | 0.022 | 93 | 100 | 101 | 93 | 93 | 1c | 0 | 0 | 93 | 2.10E+11 | 8.08E+10 | 7850 | 1.3 | 0.02 | 93 | 2.10E+11 | 8.08E+10 | 1 | 1.3 | 0.02
| 94 | 9.3 | 12.99 | 1.944 | 0 |  | 47.2 | 51 | 10 | 22 | Floater | No | 0 | 0.0006896 | 0 | 0 | 1802000000000 | 1802000000000 | 27860000000 | 27860000000 | 0 | 0 | 1387000000000 | 0.017165 | 144800000000 | 0.65 | N/A | Yes | BEM | Hydrodynamics | (with | Morison | drag) | 0 | 0 | 0 | 94 | 12.99 | 1.944 | 9.3 | 1 | 0 | 0 | 0 | 0 | [13 empty] | 94 | 101 | 102 | 94 | 94 | 1c | 0 | 0 | 94 | 2.10E+11 | 8.08E+10 | 7850 | 1.3 | 0.02 | 94 | 2.10E+11 | 8.08E+10 | 1 | 1.3 | 0.02
| 95 | 9.3 | 12.99 | 5.833 | 0 |  | 48.1 | 51 | 10 | 20 | Floater | No | 0 | 0.0006271 | 0 | 0 | 1639000000000 | 1639000000000 | 25330000000 | 25330000000 | 0 | 0 | 1262000000000 | 0.015614 | 131700000000 | 0.65 | N/A | Yes | BEM | Hydrodynamics | (with | Morison | drag) | 0 | 0 | 0 | 95 | 12.99 | 5.833 | 9.3 | 1 | 0 | 0 | 0 | 0 | 48 | 51 | 52 | 48 | 48 | 1c | 0 | 48 | 2.10E+11 | 8.08E+10 | 7850 | 10 | 0.02 | 95 | 102 | 103 | 95 | 95 | 1c | 0 | 0 | 95 | 2.10E+11 | 8.08E+10 | 7850 | 1.3 | 0.02 | 95 | 2.10E+11 | 8.08E+10 | 1 | 1.3 | 0.02
| 96 | 9.3 | 12.99 | 9.722 | 0 |  | 48.2 | 52 | 10 | 20 | Floater | No | 0 | 0.0006271 | 0 | 0 | 1639000000000 | 1639000000000 | 25330000000 | 25330000000 | 0 | 0 | 1262000000000 | 0.015614 | 131700000000 | 0.65 | N/A | Yes | BEM | Hydrodynamics | (with | Morison | drag) | 0 | 0 | 0 | 96 | 12.99 | 9.722 | 9.3 | 1 | 0 | 0 | 0 | 0 | [13 empty] | 96 | 103 | 104 | 96 | 96 | 1c | 0 | 0 | 96 | 2.10E+11 | 8.08E+10 | 7850 | 1.3 | 0.02 | 96 | 2.10E+11 | 8.08E+10 | 1 | 1.3 | 0.02
| 97 | 9.3 | 12.99 | 15.7028 | 0 |  | 49.1 | 52 | 10 | 20 | Floater | No | 0 | 0.0006271 | 0 | 0 | 1639000000000 | 1639000000000 | 25330000000 | 25330000000 | 0 | 0 | 1262000000000 | 0.015614 | 131700000000 | 0.65 | N/A | Yes | BEM | Hydrodynamics | (with | Morison | drag) | 0 | 0 | 0 | 97 | 12.99 | 15.7028 | 9.3 | 1 | 0 | 0 | 0 | 0 | 49 | 52 | 53 | 49 | 49 | 1c | 0 | 49 | 2.10E+11 | 8.08E+10 | 7850 | 10 | 0.02 | 97 | 104 | 105 | 97 | 97 | 1c | 0 | 0 | 97 | 2.10E+11 | 8.08E+10 | 7850 | 1.3 | 0.02 | 97 | 2.10E+11 | 8.08E+10 | 1 | 1.3 | 0.02
| 98 | 9.3 | 12.99 | 16.4 | 0 |  | 49.2 | 53 | 10 | 20 | Floater | No | 0 | 0.0006271 | 0 | 0 | 1639000000000 | 1639000000000 | 25330000000 | 25330000000 | 0 | 0 | 1262000000000 | 0.015614 | 131700000000 | 0.65 | N/A | Yes | BEM | Hydrodynamics | (with | Morison | drag) | 0 | 0 | 0 | 98 | 12.99 | 16.4 | 9.3 | 1 | 0 | 0 | 0 | 0 | [13 empty] | 98 | 105 | 106 | 98 | 98 | 1c | 0 | 0 | 98 | 2.10E+11 | 8.08E+10 | 7850 | 1.3 | 0.02 | 98 | 2.10E+11 | 8.08E+10 | 1 | 1.3 | 0.02
| 99 | 9.3 | 12.99 | 17.5 | 0 |  | 50.1 | 53 | 10 | 20 | Floater | No | 0 | 0.0006271 | 0 | 0 | 1639000000000 | 1639000000000 | 25330000000 | 25330000000 | 0 | 0 | 1262000000000 | 0.015614 | 131700000000 | 0.65 | N/A | Yes | BEM | Hydrodynamics | (with | Morison | drag) | 0 | 0 | 0 | 99 | 12.99 | 17.5 | 9.3 | 1 | 0 | 0 | 0 | 0 | 50 | 53 | 54 | 50 | 50 | 1c | 0 | 50 | 2.10E+11 | 8.08E+10 | 7850 | 10 | 0.02 | 99 | 107 | 108 | 99 | 99 | 1c | 0 | 0 | 99 | 2.10E+11 | 8.08E+10 | 7850 | 1.3 | 0.02 | 99 | 2.10E+11 | 8.08E+10 | 1 | 1.3 | 0.02
| 100 | 9.3 | 10.49 | 18.17 | 0 |  | 50.2 | 54 | 10 | 20 | Floater | No | 0 | 0.0006271 | 0 | 0 | 1639000000000 | 1639000000000 | 25330000000 | 25330000000 | 0 | 0 | 1262000000000 | 0.015614 | 131700000000 | 0.65 | N/A | Yes | BEM | Hydrodynamics | (with | Morison | drag) | 0 | 0 | 0 | 100 | 10.49 | 18.17 | 9.3 | 1 | 0 | 0 | 0 | 0 | [13 empty] | 100 | 108 | 109 | 100 | 100 | 1c | 0 | 0 | 100 | 2.10E+11 | 8.08E+10 | 7850 | 1.3 | 0.02 | 100 | 2.10E+11 | 8.08E+10 | 1 | 1.3 | 0.02
| 101 | 9.3 | 9.94 | 17.217 | 0 |  | 51.1 | 54 | 10 | 20 | Floater | No | 0 | 0.0006271 | 0 | 0 | 1639000000000 | 1639000000000 | 25330000000 | 25330000000 | 0 | 0 | 1262000000000 | 0.015614 | 131700000000 | 0.65 | N/A | Yes | BEM | Hydrodynamics | (with | Morison | drag) | 0 | 0 | 0 | 101 | 9.94 | 17.217 | 9.3 | 1 | 0 | 0 | 0 | 0 | 51 | 54 | 55 | 51 | 51 | 1c | 0 | 51 | 2.10E+11 | 8.08E+10 | 7850 | 10 | 0.02 | 101 | 109 | 110 | 101 | 101 | 1c | 0 | 0 | 101 | 2.10E+11 | 8.08E+10 | 7850 | 1.3 | 0.02 | 101 | 2.10E+11 | 8.08E+10 | 1 | 1.3 | 0.02
| 102 | 9.3 | 8.149 | 14.115 | 0 |  | 51.2 | 55 | 10 | 20 | Floater | No | 0 | 0.0006271 | 0 | 0 | 1639000000000 | 1639000000000 | 25330000000 | 25330000000 | 0 | 0 | 1262000000000 | 0.015614 | 131700000000 | 0.65 | N/A | Yes | BEM | Hydrodynamics | (with | Morison | drag) | 0 | 0 | 0 | 102 | 8.149 | 14.115 | 9.3 | 1 | 0 | 0 | 0 | 0 | [13 empty] | 102 | 110 | 111 | 102 | 102 | 1c | 0 | 0 | 102 | 2.10E+11 | 8.08E+10 | 7850 | 1.3 | 0.02 | 102 | 2.10E+11 | 8.08E+10 | 1 | 1.3 | 0.02
| 103 | 9.3 | 5.808 | 10.059 | 0 |  | 52.1 | 55 | 10 | 21 | Floater | No | 0 | 0.0006583 | 0 | 0 | 1721000000000 | 1721000000000 | 26600000000 | 26600000000 | 0 | 0 | 1324000000000 | 0.01639 | 138300000000 | 0.65 | N/A | Yes | BEM | Hydrodynamics | (with | Morison | drag) | 0 | 0 | 0 | 103 | 5.808 | 10.059 | 9.3 | 1 | 0 | 0 | 0 | 0 | 52 | 55 | 56 | 52 | 52 | 1c | 0 | 52 | 2.10E+11 | 8.08E+10 | 7850 | 10 | 0.021 | 103 | 111 | 112 | 103 | 103 | 1c | 0 | 0 | 103 | 2.10E+11 | 8.08E+10 | 7850 | 1.3 | 0.02 | 103 | 2.10E+11 | 8.08E+10 | 1 | 1.3 | 0.02
| 104 | 9.3 | 3.466 | 6.004 | 0 |  | 52.2 | 56 | 10 | 21 | Floater | No | 0 | 0.0006583 | 0 | 0 | 1721000000000 | 1721000000000 | 26600000000 | 26600000000 | 0 | 0 | 1324000000000 | 0.01639 | 138300000000 | 0.65 | N/A | Yes | BEM | Hydrodynamics | (with | Morison | drag) | 0 | 0 | 0 | 104 | 3.466 | 6.004 | 9.3 | 1 | 0 | 0 | 0 | 0 | [13 empty] | 104 | 112 | 113 | 104 | 104 | 1c | 0 | 0 | 104 | 2.10E+11 | 8.08E+10 | 7850 | 1.3 | 0.02 | 104 | 2.10E+11 | 8.08E+10 | 1 | 1.3 | 0.02
| 105 | 9.3 | 1.97 | 3.412 | 0 |  | 53.1 | 56 | 10 | 20 | Floater | No | 0 | 0.0006271 | 0 | 0 | 1639000000000 | 1639000000000 | 25330000000 | 25330000000 | 0 | 0 | 1262000000000 | 0.015614 | 131700000000 | 0.65 | N/A | Yes | BEM | Hydrodynamics | (with | Morison | drag) | 0 | 0 | 0 | 105 | 1.97 | 3.412 | 9.3 | 1 | 0 | 0 | 0 | 0 | 53 | 56 | 57 | 53 | 53 | 1c | 0 | 53 | 2.10E+11 | 8.08E+10 | 7850 | 10 | 0.02 | 105 | 114 | 115 | 105 | 105 | 1c | 0 | 0 | 105 | 2.10E+11 | 8.08E+10 | 7850 | 1.3 | 0.02 | 105 | 2.10E+11 | 8.08E+10 | 1 | 1.3 | 0.02
| 106 | 9.3 | 1.25 | 2.17 | 0 |  | 53.2 | 57 | 10 | 20 | Floater | No | 0 | 0.0006271 | 0 | 0 | 1639000000000 | 1639000000000 | 25330000000 | 25330000000 | 0 | 0 | 1262000000000 | 0.015614 | 131700000000 | 0.65 | N/A | Yes | BEM | Hydrodynamics | (with | Morison | drag) | 0 | 0 | 0 | 106 | 1.25 | 2.17 | 9.3 | 1 | 0 | 0 | 0 | 0 | [13 empty] | 106 | 115 | 116 | 106 | 106 | 1c | 0 | 0 | 106 | 2.10E+11 | 8.08E+10 | 7850 | 1.3 | 0.02 | 106 | 2.10E+11 | 8.08E+10 | 1 | 1.3 | 0.02
| 107 | 9.3 | -2.25 | 0 | 0 |  | 54.1 | 57 | 10 | 21 | Floater | No | 0 | 0.0006583 | 0 | 0 | 1721000000000 | 1721000000000 | 26600000000 | 26600000000 | 0 | 0 | 1324000000000 | 0.01639 | 138300000000 | 0.65 | N/A | Yes | BEM | Hydrodynamics | (with | Morison | drag) | 0 | 0 | 0 | 107 | -2.25 | 0 | 9.3 | 1 | 0 | 0 | 0 | 0 | 54 | 57 | 58 | 54 | 54 | 1c | 0 | 54 | 2.10E+11 | 8.08E+10 | 7850 | 10 | 0.021 | 107 | 116 | 117 | 107 | 107 | 1c | 0 | 0 | 107 | 2.10E+11 | 8.08E+10 | 7850 | 1.3 | 0.02 | 107 | 2.10E+11 | 8.08E+10 | 1 | 1.3 | 0.02
| 108 | 9.3 | -3.94 | 0 | 0 |  | 54.2 | 58 | 10 | 21 | Floater | No | 0 | 0.0006583 | 0 | 0 | 1721000000000 | 1721000000000 | 26600000000 | 26600000000 | 0 | 0 | 1324000000000 | 0.01639 | 138300000000 | 0.65 | N/A | Yes | BEM | Hydrodynamics | (with | Morison | drag) | 0 | 0 | 0 | 108 | -3.94 | 0 | 9.3 | 1 | 0 | 0 | 0 | 0 | [13 empty] | 108 | 117 | 118 | 108 | 108 | 1c | 0 | 0 | 108 | 2.10E+11 | 8.08E+10 | 7850 | 1.3 | 0.02 | 108 | 2.10E+11 | 8.08E+10 | 1 | 1.3 | 0.02
| 109 | 9.3 | -6.933 | 0 | 0 |  | 55.1 | 58 | 10 | 20 | Floater | No | 0 | 0.0006271 | 0 | 0 | 1639000000000 | 1639000000000 | 25330000000 | 25330000000 | 0 | 0 | 1262000000000 | 0.015614 | 131700000000 | 0.65 | N/A | Yes | BEM | Hydrodynamics | (with | Morison | drag) | 0 | 0 | 0 | 109 | -6.933 | 0 | 9.3 | 1 | 0 | 0 | 0 | 0 | 55 | 58 | 59 | 55 | 55 | 1c | 0 | 55 | 2.10E+11 | 8.08E+10 | 7850 | 10 | 0.02 | 109 | 118 | 119 | 109 | 109 | 1c | 0 | 0 | 109 | 2.10E+11 | 8.08E+10 | 7850 | 1.3 | 0.02 | 109 | 2.10E+11 | 8.08E+10 | 1 | 1.3 | 0.02
| 110 | 9.3 | -11.615 | 0 | 0 |  | 55.2 | 59 | 10 | 20 | Floater | No | 0 | 0.0006271 | 0 | 0 | 1639000000000 | 1639000000000 | 25330000000 | 25330000000 | 0 | 0 | 1262000000000 | 0.015614 | 131700000000 | 0.65 | N/A | Yes | BEM | Hydrodynamics | (with | Morison | drag) | 0 | 0 | 0 | 110 | -11.615 | 0 | 9.3 | 1 | 0 | 0 | 0 | 0 | [13 empty] | 110 | 119 | 120 | 110 | 110 | 1c | 0 | 0 | 110 | 2.10E+11 | 8.08E+10 | 7850 | 1.3 | 0.02 | 110 | 2.10E+11 | 8.08E+10 | 1 | 1.3 | 0.02
| 111 | 9.3 | -16.298 | 0 | 0 |  | 56.1 | 59 | 10 | 20 | Floater | No | 0 | 0.0006271 | 0 | 0 | 1639000000000 | 1639000000000 | 25330000000 | 25330000000 | 0 | 0 | 1262000000000 | 0.015614 | 131700000000 | 0.65 | N/A | Yes | BEM | Hydrodynamics | (with | Morison | drag) | 0 | 0 | 0 | 111 | -16.298 | 0 | 9.3 | 1 | 0 | 0 | 0 | 0 | 56 | 59 | 60 | 56 | 56 | 1c | 0 | 56 | 2.10E+11 | 8.08E+10 | 7850 | 10 | 0.02 | 111 | 28 | 61 | 111 | 111 | 1c | 0 | 0 | 111 | 2.10E+11 | 8.08E+10 | 7850 | 1 | 0.015 | 111 | 2.10E+11 | 8.08E+10 | 1 | 1 | 0.015
| 112 | 9.3 | -19.881 | 0 | 0 |  | 56.2 | 60 | 10 | 20 | Floater | No | 0 | 0.0006271 | 0 | 0 | 1639000000000 | 1639000000000 | 25330000000 | 25330000000 | 0 | 0 | 1262000000000 | 0.015614 | 131700000000 | 0.65 | N/A | Yes | BEM | Hydrodynamics | (with | Morison | drag) | 0 | 0 | 0 | 112 | -19.881 | 0 | 9.3 | 1 | 0 | 0 | 0 | 0 | [13 empty] | 112 | 28 | 99 | 112 | 112 | 1c | 0 | 0 | 112 | 2.10E+11 | 8.08E+10 | 7850 | 1 | 0.015 | 112 | 2.10E+11 | 8.08E+10 | 1 | 1 | 0.015
| 113 | 9.3 | -20.981 | 0 | 0 |  | 57.1 | 61 | 1 | 15 | Floater | No | 0 | 4.642e-05 | 0 | 0 | 1182000000 | 1182000000 | 1875000000 | 1875000000 | 0 | 0 | 909900000 | 1.126e-05 | 9748000000 | 0.65 | N/A | Yes | BEM | Hydrodynamics | (with | Morison | drag) | 0 | 0 | 0 | 113 | -20.981 | 0 | 9.3 | 1 | 0 | 0 | 0 | 0 | 57 | 61 | 62 | 57 | 57 | 1c | 0 | 57 | 2.10E+11 | 8.08E+10 | 7850 | 1 | 0.015 | 113 | 28 | 100 | 113 | 113 | 1c | 0 | 0 | 113 | 2.10E+11 | 8.08E+10 | 7850 | 1 | 0.015 | 113 | 2.10E+11 | 8.08E+10 | 1 | 1 | 0.015
| 114 | 9.3 | 1.25 | -2.17 | 0 |  | 57.2 | 62 | 1 | 15 | Floater | No | 0 | 4.642e-05 | 0 | 0 | 1182000000 | 1182000000 | 1875000000 | 1875000000 | 0 | 0 | 909900000 | 1.126e-05 | 9748000000 | 0.65 | N/A | Yes | BEM | Hydrodynamics | (with | Morison | drag) | 0 | 0 | 0 | 114 | 1.25 | -2.17 | 9.3 | 1 | 0 | 0 | 0 | 0 | [13 empty] | 114 | 43 | 73 | 114 | 114 | 1c | 0 | 0 | 114 | 2.10E+11 | 8.08E+10 | 7850 | 1 | 0.015 | 114 | 2.10E+11 | 8.08E+10 | 1 | 1 | 0.015
| 115 | 9.3 | 1.97 | -3.412 | 0 |  | 58.1 | 62 | 1 | 15 | Floater | No | 0 | 4.642e-05 | 0 | 0 | 1182000000 | 1182000000 | 1875000000 | 1875000000 | 0 | 0 | 909900000 | 1.126e-05 | 9748000000 | 0.65 | N/A | Yes | BEM | Hydrodynamics | (with | Morison | drag) | 0 | 0 | 0 | 115 | 1.97 | -3.412 | 9.3 | 1 | 0 | 0 | 0 | 0 | 58 | 62 | 63 | 58 | 58 | 1c | 0 | 58 | 2.10E+11 | 8.08E+10 | 7850 | 1 | 0.015 | 115 | 43 | 74 | 115 | 115 | 1c | 0 | 0 | 115 | 2.10E+11 | 8.08E+10 | 7850 | 1 | 0.015 | 115 | 2.10E+11 | 8.08E+10 | 1 | 1 | 0.015
| 116 | 9.3 | 3.466 | -6.004 | 0 |  | 58.2 | 63 | 1 | 15 | Floater | No | 0 | 4.642e-05 | 0 | 0 | 1182000000 | 1182000000 | 1875000000 | 1875000000 | 0 | 0 | 909900000 | 1.126e-05 | 9748000000 | 0.65 | N/A | Yes | BEM | Hydrodynamics | (with | Morison | drag) | 0 | 0 | 0 | 116 | 3.466 | -6.004 | 9.3 | 1 | 0 | 0 | 0 | 0 | [13 empty] | 116 | 43 | 113 | 116 | 116 | 1c | 0 | 0 | 116 | 2.10E+11 | 8.08E+10 | 7850 | 1 | 0.015 | 116 | 2.10E+11 | 8.08E+10 | 1 | 1 | 0.015
| 117 | 9.3 | 5.808 | -10.059 | 0 |  | 59.1 | 63 | 1 | 15 | Floater | No | 0 | 4.642e-05 | 0 | 0 | 1182000000 | 1182000000 | 1875000000 | 1875000000 | 0 | 0 | 909900000 | 1.126e-05 | 9748000000 | 0.65 | N/A | Yes | BEM | Hydrodynamics | (with | Morison | drag) | 0 | 0 | 0 | 117 | 5.808 | -10.059 | 9.3 | 1 | 0 | 0 | 0 | 0 | 59 | 63 | 64 | 59 | 59 | 1c | 0 | 59 | 2.10E+11 | 8.08E+10 | 7850 | 1 | 0.015 | 117 | 58 | 87 | 117 | 117 | 1c | 0 | 0 | 117 | 2.10E+11 | 8.08E+10 | 7850 | 1 | 0.015 | 117 | 2.10E+11 | 8.08E+10 | 1 | 1 | 0.015
| 118 | 9.3 | 8.149 | -14.115 | 0 |  | 59.2 | 64 | 1 | 15 | Floater | No | 0 | 4.642e-05 | 0 | 0 | 1182000000 | 1182000000 | 1875000000 | 1875000000 | 0 | 0 | 909900000 | 1.126e-05 | 9748000000 | 0.65 | N/A | Yes | BEM | Hydrodynamics | (with | Morison | drag) | 0 | 0 | 0 | 118 | 8.149 | -14.115 | 9.3 | 1 | 0 | 0 | 0 | 0 | [13 empty] | 118 | 58 | 120 | 118 | 118 | 1c | 0 | 0 | 118 | 2.10E+11 | 8.08E+10 | 7850 | 1 | 0.015 | 118 | 2.10E+11 | 8.08E+10 | 1 | 1 | 0.015
| 119 | 9.3 | 9.94 | -17.217 | 0 |  | 60.1 | 64 | 1 | 15 | Floater | No | 0 | 4.642e-05 | 0 | 0 | 1182000000 | 1182000000 | 1875000000 | 1875000000 | 0 | 0 | 909900000 | 1.126e-05 | 9748000000 | 0.65 | N/A | Yes | BEM | Hydrodynamics | (with | Morison | drag) | 0 | 0 | 0 | 119 | 9.94 | -17.217 | 9.3 | 1 | 0 | 0 | 0 | 0 | 60 | 64 | 65 | 60 | 60 | 1c | 0 | 60 | 2.10E+11 | 8.08E+10 | 7850 | 1 | 0.015 | 119 | 13 | 106 | 119 | 119 | 1c | 0 | 0 | 119 | 2.10E+11 | 8.08E+10 | 7850 | 1.3 | 0.02 | 119 | 2.10E+11 | 8.08E+10 | 1 | 1.3 | 0.02
| 120 | 9.3 | 10.49 | -18.17 | 0 |  | 60.2 | 65 | 1 | 15 | Floater | No | 0 | 4.642e-05 | 0 | 0 | 1182000000 | 1182000000 | 1875000000 | 1875000000 | 0 | 0 | 909900000 | 1.126e-05 | 9748000000 | 0.65 | N/A | Yes | BEM | Hydrodynamics | (with | Morison | drag) | 0 | 0 | 0 | 120 | 10.49 | -18.17 | 9.3 | 1 | 0 | 0 | 0 | 0 | [13 empty] | 120 | 13 | 107 | 120 | 120 | 1c | 0 | 0 | 120 | 2.10E+11 | 8.08E+10 | 7850 | 1.3 | 0.02 | 120 | 2.10E+11 | 8.08E+10 | 1 | 1.3 | 0.02
| 121 | -12 | 8.66 | 20 | 0 |  | 61.1 | 65 | 1 | 15 | Floater | No | 0 | 4.642e-05 | 0 | 0 | 1182000000 | 1182000000 | 1875000000 | 1875000000 | 0 | 0 | 909900000 | 1.126e-05 | 9748000000 | 0.65 | N/A | Yes | BEM | Hydrodynamics | (with | Morison | drag) | 0 | 0 | 0 | 121 | 8.66 | 20 | -12 | 1 | 0 | 0 | 0 | 0 | 61 | 65 | 66 | 61 | 61 | 1c | 0 | 61 | 2.10E+11 | 8.08E+10 | 7850 | 1 | 0.015 | 121 | 13 | 114 | 121 | 121 | 1c | 0 | 0 | 121 | 2.10E+11 | 8.08E+10 | 7850 | 1.3 | 0.02 | 121 | 2.10E+11 | 8.08E+10 | 1 | 1.3 | 0.02
| 122 | -12 | 7.708 | 19.45 | 0 |  | 61.2 | 66 | 1 | 15 | Floater | No | 0 | 4.642e-05 | 0 | 0 | 1182000000 | 1182000000 | 1875000000 | 1875000000 | 0 | 0 | 909900000 | 1.126e-05 | 9748000000 | 0.65 | N/A | Yes | BEM | Hydrodynamics | (with | Morison | drag) | 0 | 0 | 0 | 122 | 7.708 | 19.45 | -12 | 1 | 0 | 0 | 0 | 0 | [13 empty] | 122 | 17 | 121 | 122 | 122 | 1c | 0 | 0 | 122 | 2.10E+11 | 8.08E+10 | 7850 | 1 | 0.02 | 122 | 2.10E+11 | 8.08E+10 | 1 | 1 | 0.02
| 123 | -12 | 5.292 | 18.056 | 0 |  | 62.1 | 66 | 1 | 15 | Floater | No | 0 | 4.642e-05 | 0 | 0 | 1182000000 | 1182000000 | 1875000000 | 1875000000 | 0 | 0 | 909900000 | 1.126e-05 | 9748000000 | 0.65 | N/A | Yes | BEM | Hydrodynamics | (with | Morison | drag) | 0 | 0 | 0 | 123 | 5.292 | 18.056 | -12 | 1 | 0 | 0 | 0 | 0 | 62 | 66 | 67 | 62 | 62 | 1c | 0 | 62 | 2.10E+11 | 8.08E+10 | 7850 | 1 | 0.015 | 123 | 121 | 122 | 123 | 123 | 1c | 0 | 0 | 123 | 2.10E+11 | 8.08E+10 | 7850 | 1 | 0.02 | 123 | 2.10E+11 | 8.08E+10 | 1 | 1 | 0.02
| 124 | -12 | 1.925 | 16.111 | 0 |  | 62.2 | 67 | 1 | 15 | Floater | No | 0 | 4.642e-05 | 0 | 0 | 1182000000 | 1182000000 | 1875000000 | 1875000000 | 0 | 0 | 909900000 | 1.126e-05 | 9748000000 | 0.65 | N/A | Yes | BEM | Hydrodynamics | (with | Morison | drag) | 0 | 0 | 0 | 124 | 1.925 | 16.111 | -12 | 1 | 0 | 0 | 0 | 0 | [13 empty] | 124 | 122 | 123 | 124 | 124 | 1c | 0 | 0 | 124 | 2.10E+11 | 8.08E+10 | 7850 | 1 | 0.02 | 124 | 2.10E+11 | 8.08E+10 | 1 | 1 | 0.02
| 125 | -12 | -1.443 | 14.167 | 0 |  | 63.1 | 67 | 1 | 15 | Floater | No | 0 | 4.642e-05 | 0 | 0 | 1182000000 | 1182000000 | 1875000000 | 1875000000 | 0 | 0 | 909900000 | 1.126e-05 | 9748000000 | 0.65 | N/A | Yes | BEM | Hydrodynamics | (with | Morison | drag) | 0 | 0 | 0 | 125 | -1.443 | 14.167 | -12 | 1 | 0 | 0 | 0 | 0 | 63 | 67 | 68 | 63 | 63 | 1c | 0 | 63 | 2.10E+11 | 8.08E+10 | 7850 | 1 | 0.015 | 125 | 123 | 124 | 125 | 125 | 1c | 0 | 0 | 125 | 2.10E+11 | 8.08E+10 | 7850 | 1 | 0.02 | 125 | 2.10E+11 | 8.08E+10 | 1 | 1 | 0.02
| 126 | -12 | -6.074 | 11.493 | 0 |  | 63.2 | 68 | 1 | 15 | Floater | No | 0 | 4.642e-05 | 0 | 0 | 1182000000 | 1182000000 | 1875000000 | 1875000000 | 0 | 0 | 909900000 | 1.126e-05 | 9748000000 | 0.65 | N/A | Yes | BEM | Hydrodynamics | (with | Morison | drag) | 0 | 0 | 0 | 126 | -6.074 | 11.493 | -12 | 1 | 0 | 0 | 0 | 0 | [13 empty] | 126 | 124 | 125 | 126 | 126 | 1c | 0 | 0 | 126 | 2.10E+11 | 8.08E+10 | 7850 | 1 | 0.02 | 126 | 2.10E+11 | 8.08E+10 | 1 | 1 | 0.02
| 127 | -12 | -6.495 | 11.25 | 0 |  | 64.1 | 68 | 1 | 15 | Floater | No | 0 | 4.642e-05 | 0 | 0 | 1182000000 | 1182000000 | 1875000000 | 1875000000 | 0 | 0 | 909900000 | 1.126e-05 | 9748000000 | 0.65 | N/A | Yes | BEM | Hydrodynamics | (with | Morison | drag) | 0 | 0 | 0 | 127 | -6.495 | 11.25 | -12 | 1 | 0 | 0 | 0 | 0 | 64 | 68 | 69 | 64 | 64 | 1c | 0 | 64 | 2.10E+11 | 8.08E+10 | 7850 | 1 | 0.015 | 127 | 125 | 126 | 127 | 127 | 1c | 0 | 0 | 127 | 2.10E+11 | 8.08E+10 | 7850 | 1 | 0.02 | 127 | 2.10E+11 | 8.08E+10 | 1 | 1 | 0.02
| 128 | -12 | -6.916 | 11.007 | 0 |  | 64.2 | 69 | 1 | 15 | Floater | No | 0 | 4.642e-05 | 0 | 0 | 1182000000 | 1182000000 | 1875000000 | 1875000000 | 0 | 0 | 909900000 | 1.126e-05 | 9748000000 | 0.65 | N/A | Yes | BEM | Hydrodynamics | (with | Morison | drag) | 0 | 0 | 0 | 128 | -6.916 | 11.007 | -12 | 1 | 0 | 0 | 0 | 0 | [13 empty] | 128 | 126 | 127 | 128 | 128 | 1c | 0 | 0 | 128 | 2.10E+11 | 8.08E+10 | 7850 | 1 | 0.02 | 128 | 2.10E+11 | 8.08E+10 | 1 | 1 | 0.02
| 129 | -12 | -11.547 | 8.333 | 0 |  | 65.1 | 69 | 1 | 15 | Floater | No | 0 | 4.642e-05 | 0 | 0 | 1182000000 | 1182000000 | 1875000000 | 1875000000 | 0 | 0 | 909900000 | 1.126e-05 | 9748000000 | 0.65 | N/A | Yes | BEM | Hydrodynamics | (with | Morison | drag) | 0 | 0 | 0 | 129 | -11.547 | 8.333 | -12 | 1 | 0 | 0 | 0 | 0 | 65 | 69 | 70 | 65 | 65 | 1c | 0 | 65 | 2.10E+11 | 8.08E+10 | 7850 | 1 | 0.015 | 129 | 127 | 128 | 129 | 129 | 1c | 0 | 0 | 129 | 2.10E+11 | 8.08E+10 | 7850 | 1 | 0.02 | 129 | 2.10E+11 | 8.08E+10 | 1 | 1 | 0.02
| 130 | -12 | -14.915 | 6.389 | 0 |  | 65.2 | 70 | 1 | 15 | Floater | No | 0 | 4.642e-05 | 0 | 0 | 1182000000 | 1182000000 | 1875000000 | 1875000000 | 0 | 0 | 909900000 | 1.126e-05 | 9748000000 | 0.65 | N/A | Yes | BEM | Hydrodynamics | (with | Morison | drag) | 0 | 0 | 0 | 130 | -14.915 | 6.389 | -12 | 1 | 0 | 0 | 0 | 0 | [13 empty] | 130 | 128 | 129 | 130 | 130 | 1c | 0 | 0 | 130 | 2.10E+11 | 8.08E+10 | 7850 | 1 | 0.02 | 130 | 2.10E+11 | 8.08E+10 | 1 | 1 | 0.02
| 131 | -12 | -18.283 | 4.444 | 0 |  | 66.1 | 70 | 1 | 15 | Floater | No | 0 | 4.642e-05 | 0 | 0 | 1182000000 | 1182000000 | 1875000000 | 1875000000 | 0 | 0 | 909900000 | 1.126e-05 | 9748000000 | 0.65 | N/A | Yes | BEM | Hydrodynamics | (with | Morison | drag) | 0 | 0 | 0 | 131 | -18.283 | 4.444 | -12 | 1 | 0 | 0 | 0 | 0 | 66 | 70 | 71 | 66 | 66 | 1c | 0 | 66 | 2.10E+11 | 8.08E+10 | 7850 | 1 | 0.015 | 131 | 129 | 130 | 131 | 131 | 1c | 0 | 0 | 131 | 2.10E+11 | 8.08E+10 | 7850 | 1 | 0.02 | 131 | 2.10E+11 | 8.08E+10 | 1 | 1 | 0.02
| 132 | -12 | -20.698 | 3.05 | 0 |  | 66.2 | 71 | 1 | 15 | Floater | No | 0 | 4.642e-05 | 0 | 0 | 1182000000 | 1182000000 | 1875000000 | 1875000000 | 0 | 0 | 909900000 | 1.126e-05 | 9748000000 | 0.65 | N/A | Yes | BEM | Hydrodynamics | (with | Morison | drag) | 0 | 0 | 0 | 132 | -20.698 | 3.05 | -12 | 1 | 0 | 0 | 0 | 0 | [13 empty] | 132 | 130 | 131 | 132 | 132 | 1c | 0 | 0 | 132 | 2.10E+11 | 8.08E+10 | 7850 | 1 | 0.02 | 132 | 2.10E+11 | 8.08E+10 | 1 | 1 | 0.02
| 133 | -12 | -21.651 | 2.5 | 0 |  | 67.1 | 71 | 1 | 15 | Floater | No | 0 | 4.642e-05 | 0 | 0 | 1182000000 | 1182000000 | 1875000000 | 1875000000 | 0 | 0 | 909900000 | 1.126e-05 | 9748000000 | 0.65 | N/A | Yes | BEM | Hydrodynamics | (with | Morison | drag) | 0 | 0 | 0 | 133 | -21.651 | 2.5 | -12 | 1 | 0 | 0 | 0 | 0 | 67 | 71 | 72 | 67 | 67 | 1c | 0 | 67 | 2.10E+11 | 8.08E+10 | 7850 | 1 | 0.015 | 133 | 131 | 132 | 133 | 133 | 1c | 0 | 0 | 133 | 2.10E+11 | 8.08E+10 | 7850 | 1 | 0.02 | 133 | 2.10E+11 | 8.08E+10 | 1 | 1 | 0.02
| 134 | -12 | -21.651 | -2.5 | 0 |  | 67.2 | 72 | 1 | 15 | Floater | No | 0 | 4.642e-05 | 0 | 0 | 1182000000 | 1182000000 | 1875000000 | 1875000000 | 0 | 0 | 909900000 | 1.126e-05 | 9748000000 | 0.65 | N/A | Yes | BEM | Hydrodynamics | (with | Morison | drag) | 0 | 0 | 0 | 134 | -21.651 | -2.5 | -12 | 1 | 0 | 0 | 0 | 0 | [13 empty] | 134 | 132 | 133 | 134 | 134 | 1c | 0 | 0 | 134 | 2.10E+11 | 8.08E+10 | 7850 | 1 | 0.02 | 134 | 2.10E+11 | 8.08E+10 | 1 | 1 | 0.02
| 135 | -12 | -20.698 | -3.05 | 0 |  | 68.1 | 72 | 1 | 15 | Floater | No | 0 | 4.642e-05 | 0 | 0 | 1182000000 | 1182000000 | 1875000000 | 1875000000 | 0 | 0 | 909900000 | 1.126e-05 | 9748000000 | 0.65 | N/A | Yes | BEM | Hydrodynamics | (with | Morison | drag) | 0 | 0 | 0 | 135 | -20.698 | -3.05 | -12 | 1 | 0 | 0 | 0 | 0 | 68 | 72 | 73 | 68 | 68 | 1c | 0 | 68 | 2.10E+11 | 8.08E+10 | 7850 | 1 | 0.015 | 135 | 133 | 32 | 135 | 135 | 1c | 0 | 0 | 135 | 2.10E+11 | 8.08E+10 | 7850 | 1 | 0.02 | 135 | 2.10E+11 | 8.08E+10 | 1 | 1 | 0.02
| 136 | -12 | -18.283 | -4.444 | 0 |  | 68.2 | 73 | 1 | 15 | Floater | No | 0 | 4.642e-05 | 0 | 0 | 1182000000 | 1182000000 | 1875000000 | 1875000000 | 0 | 0 | 909900000 | 1.126e-05 | 9748000000 | 0.65 | N/A | Yes | BEM | Hydrodynamics | (with | Morison | drag) | 0 | 0 | 0 | 136 | -18.283 | -4.444 | -12 | 1 | 0 | 0 | 0 | 0 | [13 empty] | 136 | 47 | 147 | 136 | 136 | 1c | 0 | 0 | 136 | 2.10E+11 | 8.08E+10 | 7850 | 1 | 0.02 | 136 | 2.10E+11 | 8.08E+10 | 1 | 1 | 0.02
| 137 | -12 | -14.915 | -6.389 | 0 |  | 69.1 | 74 | 1 | 15 | Floater | No | 0 | 4.642e-05 | 0 | 0 | 1182000000 | 1182000000 | 1875000000 | 1875000000 | 0 | 0 | 909900000 | 1.126e-05 | 9748000000 | 0.65 | N/A | Yes | BEM | Hydrodynamics | (with | Morison | drag) | 0 | 0 | 0 | 137 | -14.915 | -6.389 | -12 | 1 | 0 | 0 | 0 | 0 | 69 | 74 | 75 | 69 | 69 | 1c | 0 | 69 | 2.10E+11 | 8.08E+10 | 7850 | 1 | 0.015 | 137 | 147 | 148 | 137 | 137 | 1c | 0 | 0 | 137 | 2.10E+11 | 8.08E+10 | 7850 | 1 | 0.02 | 137 | 2.10E+11 | 8.08E+10 | 1 | 1 | 0.02
| 138 | -12 | -11.547 | -8.333 | 0 |  | 69.2 | 75 | 1 | 15 | Floater | No | 0 | 4.642e-05 | 0 | 0 | 1182000000 | 1182000000 | 1875000000 | 1875000000 | 0 | 0 | 909900000 | 1.126e-05 | 9748000000 | 0.65 | N/A | Yes | BEM | Hydrodynamics | (with | Morison | drag) | 0 | 0 | 0 | 138 | -11.547 | -8.333 | -12 | 1 | 0 | 0 | 0 | 0 | [13 empty] | 138 | 148 | 149 | 138 | 138 | 1c | 0 | 0 | 138 | 2.10E+11 | 8.08E+10 | 7850 | 1 | 0.02 | 138 | 2.10E+11 | 8.08E+10 | 1 | 1 | 0.02
| 139 | -12 | -6.916 | -11.007 | 0 |  | 70.1 | 75 | 1 | 15 | Floater | No | 0 | 4.642e-05 | 0 | 0 | 1182000000 | 1182000000 | 1875000000 | 1875000000 | 0 | 0 | 909900000 | 1.126e-05 | 9748000000 | 0.65 | N/A | Yes | BEM | Hydrodynamics | (with | Morison | drag) | 0 | 0 | 0 | 139 | -6.916 | -11.007 | -12 | 1 | 0 | 0 | 0 | 0 | 70 | 75 | 76 | 70 | 70 | 1c | 0 | 70 | 2.10E+11 | 8.08E+10 | 7850 | 1 | 0.015 | 139 | 149 | 150 | 139 | 139 | 1c | 0 | 0 | 139 | 2.10E+11 | 8.08E+10 | 7850 | 1 | 0.02 | 139 | 2.10E+11 | 8.08E+10 | 1 | 1 | 0.02
| 140 | -12 | -6.495 | -11.25 | 0 |  | 70.2 | 76 | 1 | 15 | Floater | No | 0 | 4.642e-05 | 0 | 0 | 1182000000 | 1182000000 | 1875000000 | 1875000000 | 0 | 0 | 909900000 | 1.126e-05 | 9748000000 | 0.65 | N/A | Yes | BEM | Hydrodynamics | (with | Morison | drag) | 0 | 0 | 0 | 140 | -6.495 | -11.25 | -12 | 1 | 0 | 0 | 0 | 0 | [13 empty] | 140 | 150 | 151 | 140 | 140 | 1c | 0 | 0 | 140 | 2.10E+11 | 8.08E+10 | 7850 | 1 | 0.02 | 140 | 2.10E+11 | 8.08E+10 | 1 | 1 | 0.02
| 141 | -12 | -6.074 | -11.493 | 0 |  | 71.1 | 76 | 1 | 15 | Floater | No | 0 | 4.642e-05 | 0 | 0 | 1182000000 | 1182000000 | 1875000000 | 1875000000 | 0 | 0 | 909900000 | 1.126e-05 | 9748000000 | 0.65 | N/A | Yes | BEM | Hydrodynamics | (with | Morison | drag) | 0 | 0 | 0 | 141 | -6.074 | -11.493 | -12 | 1 | 0 | 0 | 0 | 0 | 71 | 76 | 77 | 71 | 71 | 1c | 0 | 71 | 2.10E+11 | 8.08E+10 | 7850 | 1 | 0.015 | 141 | 151 | 152 | 141 | 141 | 1c | 0 | 0 | 141 | 2.10E+11 | 8.08E+10 | 7850 | 1 | 0.02 | 141 | 2.10E+11 | 8.08E+10 | 1 | 1 | 0.02
| 142 | -12 | -1.443 | -14.167 | 0 |  | 71.2 | 77 | 1 | 15 | Floater | No | 0 | 4.642e-05 | 0 | 0 | 1182000000 | 1182000000 | 1875000000 | 1875000000 | 0 | 0 | 909900000 | 1.126e-05 | 9748000000 | 0.65 | N/A | Yes | BEM | Hydrodynamics | (with | Morison | drag) | 0 | 0 | 0 | 142 | -1.443 | -14.167 | -12 | 1 | 0 | 0 | 0 | 0 | [13 empty] | 142 | 152 | 153 | 142 | 142 | 1c | 0 | 0 | 142 | 2.10E+11 | 8.08E+10 | 7850 | 1 | 0.02 | 142 | 2.10E+11 | 8.08E+10 | 1 | 1 | 0.02
| 143 | -12 | 1.925 | -16.111 | 0 |  | 72.1 | 77 | 1 | 15 | Floater | No | 0 | 4.642e-05 | 0 | 0 | 1182000000 | 1182000000 | 1875000000 | 1875000000 | 0 | 0 | 909900000 | 1.126e-05 | 9748000000 | 0.65 | N/A | Yes | BEM | Hydrodynamics | (with | Morison | drag) | 0 | 0 | 0 | 143 | 1.925 | -16.111 | -12 | 1 | 0 | 0 | 0 | 0 | 72 | 77 | 78 | 72 | 72 | 1c | 0 | 72 | 2.10E+11 | 8.08E+10 | 7850 | 1 | 0.015 | 143 | 153 | 154 | 143 | 143 | 1c | 0 | 0 | 143 | 2.10E+11 | 8.08E+10 | 7850 | 1 | 0.02 | 143 | 2.10E+11 | 8.08E+10 | 1 | 1 | 0.02
| 144 | -12 | 5.292 | -18.056 | 0 |  | 72.2 | 78 | 1 | 15 | Floater | No | 0 | 4.642e-05 | 0 | 0 | 1182000000 | 1182000000 | 1875000000 | 1875000000 | 0 | 0 | 909900000 | 1.126e-05 | 9748000000 | 0.65 | N/A | Yes | BEM | Hydrodynamics | (with | Morison | drag) | 0 | 0 | 0 | 144 | 5.292 | -18.056 | -12 | 1 | 0 | 0 | 0 | 0 | [13 empty] | 144 | 154 | 155 | 144 | 144 | 1c | 0 | 0 | 144 | 2.10E+11 | 8.08E+10 | 7850 | 1 | 0.02 | 144 | 2.10E+11 | 8.08E+10 | 1 | 1 | 0.02
| 145 | -12 | 7.708 | -19.45 | 0 |  | 73.1 | 78 | 1 | 15 | Floater | No | 0 | 4.642e-05 | 0 | 0 | 1182000000 | 1182000000 | 1875000000 | 1875000000 | 0 | 0 | 909900000 | 1.126e-05 | 9748000000 | 0.65 | N/A | Yes | BEM | Hydrodynamics | (with | Morison | drag) | 0 | 0 | 0 | 145 | 7.708 | -19.45 | -12 | 1 | 0 | 0 | 0 | 0 | 73 | 78 | 79 | 73 | 73 | 1c | 0 | 73 | 2.10E+11 | 8.08E+10 | 7850 | 1 | 0.015 | 145 | 155 | 156 | 145 | 145 | 1c | 0 | 0 | 145 | 2.10E+11 | 8.08E+10 | 7850 | 1 | 0.02 | 145 | 2.10E+11 | 8.08E+10 | 1 | 1 | 0.02
| 146 | -12 | 8.66 | -20 | 0 |  | 73.2 | 79 | 1 | 15 | Floater | No | 0 | 4.642e-05 | 0 | 0 | 1182000000 | 1182000000 | 1875000000 | 1875000000 | 0 | 0 | 909900000 | 1.126e-05 | 9748000000 | 0.65 | N/A | Yes | BEM | Hydrodynamics | (with | Morison | drag) | 0 | 0 | 0 | 146 | 8.66 | -20 | -12 | 1 | 0 | 0 | 0 | 0 | [13 empty] | 146 | 156 | 157 | 146 | 146 | 1c | 0 | 0 | 146 | 2.10E+11 | 8.08E+10 | 7850 | 1 | 0.02 | 146 | 2.10E+11 | 8.08E+10 | 1 | 1 | 0.02
| 147 | -12 | 12.99 | -17.5 | 0 |  | 74.1 | 79 | 1 | 15 | Floater | No | 0 | 4.642e-05 | 0 | 0 | 1182000000 | 1182000000 | 1875000000 | 1875000000 | 0 | 0 | 909900000 | 1.126e-05 | 9748000000 | 0.65 | N/A | Yes | BEM | Hydrodynamics | (with | Morison | drag) | 0 | 0 | 0 | 147 | 12.99 | -17.5 | -12 | 1 | 0 | 0 | 0 | 0 | 74 | 79 | 80 | 74 | 74 | 1c | 0 | 74 | 2.10E+11 | 8.08E+10 | 7850 | 1 | 0.015 | 147 | 157 | 158 | 147 | 147 | 1c | 0 | 0 | 147 | 2.10E+11 | 8.08E+10 | 7850 | 1 | 0.02 | 147 | 2.10E+11 | 8.08E+10 | 1 | 1 | 0.02
| 148 | -12 | 12.99 | -16.4 | 0 |  | 74.2 | 80 | 1 | 15 | Floater | No | 0 | 4.642e-05 | 0 | 0 | 1182000000 | 1182000000 | 1875000000 | 1875000000 | 0 | 0 | 909900000 | 1.126e-05 | 9748000000 | 0.65 | N/A | Yes | BEM | Hydrodynamics | (with | Morison | drag) | 0 | 0 | 0 | 148 | 12.99 | -16.4 | -12 | 1 | 0 | 0 | 0 | 0 | [13 empty] | 148 | 158 | 159 | 148 | 148 | 1c | 0 | 0 | 148 | 2.10E+11 | 8.08E+10 | 7850 | 1 | 0.02 | 148 | 2.10E+11 | 8.08E+10 | 1 | 1 | 0.02
| 149 | -12 | 12.99 | -13.611 | 0 |  | 75.1 | 80 | 1 | 15 | Floater | No | 0 | 4.642e-05 | 0 | 0 | 1182000000 | 1182000000 | 1875000000 | 1875000000 | 0 | 0 | 909900000 | 1.126e-05 | 9748000000 | 0.65 | N/A | Yes | BEM | Hydrodynamics | (with | Morison | drag) | 0 | 0 | 0 | 149 | 12.99 | -13.611 | -12 | 1 | 0 | 0 | 0 | 0 | 75 | 80 | 81 | 75 | 75 | 1c | 0 | 75 | 2.10E+11 | 8.08E+10 | 7850 | 1 | 0.015 | 149 | 159 | 17 | 149 | 149 | 1c | 0 | 0 | 149 | 2.10E+11 | 8.08E+10 | 7850 | 1 | 0.02 | 149 | 2.10E+11 | 8.08E+10 | 1 | 1 | 0.02
| 150 | -12 | 12.99 | -9.722 | 0 |  | 75.2 | 81 | 1 | 15 | Floater | No | 0 | 4.642e-05 | 0 | 0 | 1182000000 | 1182000000 | 1875000000 | 1875000000 | 0 | 0 | 909900000 | 1.126e-05 | 9748000000 | 0.65 | N/A | Yes | BEM | Hydrodynamics | (with | Morison | drag) | 0 | 0 | 0 | 150 | 12.99 | -9.722 | -12 | 1 | 0 | 0 | 0 | 0 | [13 empty] | 150 | 17 | 160 | 150 | 150 | 1c | 0 | 0 | 150 | 2.10E+11 | 8.08E+10 | 7850 | 1.3 | 0.02 | 150 | 2.10E+11 | 8.08E+10 | 1 | 1.3 | 0.02
| 151 | -12 | 12.99 | -5.833 | 0 |  | 76.1 | 81 | 1 | 15 | Floater | No | 0 | 4.642e-05 | 0 | 0 | 1182000000 | 1182000000 | 1875000000 | 1875000000 | 0 | 0 | 909900000 | 1.126e-05 | 9748000000 | 0.65 | N/A | Yes | BEM | Hydrodynamics | (with | Morison | drag) | 0 | 0 | 0 | 151 | 12.99 | -5.833 | -12 | 1 | 0 | 0 | 0 | 0 | 76 | 81 | 82 | 76 | 76 | 1c | 0 | 76 | 2.10E+11 | 8.08E+10 | 7850 | 1 | 0.015 | 151 | 160 | 161 | 151 | 151 | 1c | 0 | 0 | 151 | 2.10E+11 | 8.08E+10 | 7850 | 1.3 | 0.02 | 151 | 2.10E+11 | 8.08E+10 | 1 | 1.3 | 0.02
| 152 | -12 | 12.99 | -0.486 | 0 |  | 76.2 | 82 | 1 | 15 | Floater | No | 0 | 4.642e-05 | 0 | 0 | 1182000000 | 1182000000 | 1875000000 | 1875000000 | 0 | 0 | 909900000 | 1.126e-05 | 9748000000 | 0.65 | N/A | Yes | BEM | Hydrodynamics | (with | Morison | drag) | 0 | 0 | 0 | 152 | 12.99 | -0.486 | -12 | 1 | 0 | 0 | 0 | 0 | [13 empty] | 152 | 161 | 162 | 152 | 152 | 1c | 0 | 0 | 152 | 2.10E+11 | 8.08E+10 | 7850 | 1.3 | 0.02 | 152 | 2.10E+11 | 8.08E+10 | 1 | 1.3 | 0.02
| 153 | -12 | 12.99 | 0 | 0 |  | 77.1 | 82 | 1 | 15 | Floater | No | 0 | 4.642e-05 | 0 | 0 | 1182000000 | 1182000000 | 1875000000 | 1875000000 | 0 | 0 | 909900000 | 1.126e-05 | 9748000000 | 0.65 | N/A | Yes | BEM | Hydrodynamics | (with | Morison | drag) | 0 | 0 | 0 | 153 | 12.99 | 0 | -12 | 1 | 0 | 0 | 0 | 0 | 77 | 82 | 83 | 77 | 77 | 1c | 0 | 77 | 2.10E+11 | 8.08E+10 | 7850 | 1 | 0.015 | 153 | 162 | 163 | 153 | 153 | 1c | 0 | 0 | 153 | 2.10E+11 | 8.08E+10 | 7850 | 1.3 | 0.02 | 153 | 2.10E+11 | 8.08E+10 | 1 | 1.3 | 0.02
| 154 | -12 | 12.99 | 0.486 | 0 |  | 77.2 | 83 | 1 | 15 | Floater | No | 0 | 4.642e-05 | 0 | 0 | 1182000000 | 1182000000 | 1875000000 | 1875000000 | 0 | 0 | 909900000 | 1.126e-05 | 9748000000 | 0.65 | N/A | Yes | BEM | Hydrodynamics | (with | Morison | drag) | 0 | 0 | 0 | 154 | 12.99 | 0.486 | -12 | 1 | 0 | 0 | 0 | 0 | [13 empty] | 154 | 163 | 164 | 154 | 154 | 1c | 0 | 0 | 154 | 2.10E+11 | 8.08E+10 | 7850 | 1.3 | 0.02 | 154 | 2.10E+11 | 8.08E+10 | 1 | 1.3 | 0.02
| 155 | -12 | 12.99 | 5.833 | 0 |  | 78.1 | 83 | 1 | 15 | Floater | No | 0 | 4.642e-05 | 0 | 0 | 1182000000 | 1182000000 | 1875000000 | 1875000000 | 0 | 0 | 909900000 | 1.126e-05 | 9748000000 | 0.65 | N/A | Yes | BEM | Hydrodynamics | (with | Morison | drag) | 0 | 0 | 0 | 155 | 12.99 | 5.833 | -12 | 1 | 0 | 0 | 0 | 0 | 78 | 83 | 84 | 78 | 78 | 1c | 0 | 78 | 2.10E+11 | 8.08E+10 | 7850 | 1 | 0.015 | 155 | 164 | 165 | 155 | 155 | 1c | 0 | 0 | 155 | 2.10E+11 | 8.08E+10 | 7850 | 1.3 | 0.02 | 155 | 2.10E+11 | 8.08E+10 | 1 | 1.3 | 0.02
| 156 | -12 | 12.99 | 9.722 | 0 |  | 78.2 | 84 | 1 | 15 | Floater | No | 0 | 4.642e-05 | 0 | 0 | 1182000000 | 1182000000 | 1875000000 | 1875000000 | 0 | 0 | 909900000 | 1.126e-05 | 9748000000 | 0.65 | N/A | Yes | BEM | Hydrodynamics | (with | Morison | drag) | 0 | 0 | 0 | 156 | 12.99 | 9.722 | -12 | 1 | 0 | 0 | 0 | 0 | [13 empty] | 156 | 165 | 166 | 156 | 156 | 1c | 0 | 0 | 156 | 2.10E+11 | 8.08E+10 | 7850 | 1.3 | 0.02 | 156 | 2.10E+11 | 8.08E+10 | 1 | 1.3 | 0.02
| 157 | -12 | 12.99 | 13.611 | 0 |  | 79.1 | 84 | 1 | 15 | Floater | No | 0 | 4.642e-05 | 0 | 0 | 1182000000 | 1182000000 | 1875000000 | 1875000000 | 0 | 0 | 909900000 | 1.126e-05 | 9748000000 | 0.65 | N/A | Yes | BEM | Hydrodynamics | (with | Morison | drag) | 0 | 0 | 0 | 157 | 12.99 | 13.611 | -12 | 1 | 0 | 0 | 0 | 0 | 79 | 84 | 85 | 79 | 79 | 1c | 0 | 79 | 2.10E+11 | 8.08E+10 | 7850 | 1 | 0.015 | 157 | 166 | 2 | 157 | 157 | 1c | 0 | 0 | 157 | 2.10E+11 | 8.08E+10 | 7850 | 1.3 | 0.02 | 157 | 2.10E+11 | 8.08E+10 | 1 | 1.3 | 0.02
| 158 | -12 | 12.99 | 16.4 | 0 |  | 79.2 | 85 | 1 | 15 | Floater | No | 0 | 4.642e-05 | 0 | 0 | 1182000000 | 1182000000 | 1875000000 | 1875000000 | 0 | 0 | 909900000 | 1.126e-05 | 9748000000 | 0.65 | N/A | Yes | BEM | Hydrodynamics | (with | Morison | drag) | 0 | 0 | 0 | 158 | 12.99 | 16.4 | -12 | 1 | 0 | 0 | 0 | 0 | [13 empty] | 158 | 2 | 167 | 158 | 158 | 1c | 0 | 0 | 158 | 2.10E+11 | 8.08E+10 | 7850 | 1.3 | 0.02 | 158 | 2.10E+11 | 8.08E+10 | 1 | 1.3 | 0.02
| 159 | -12 | 12.99 | 17.5 | 0 |  | 80.1 | 85 | 1 | 15 | Floater | No | 0 | 4.642e-05 | 0 | 0 | 1182000000 | 1182000000 | 1875000000 | 1875000000 | 0 | 0 | 909900000 | 1.126e-05 | 9748000000 | 0.65 | N/A | Yes | BEM | Hydrodynamics | (with | Morison | drag) | 0 | 0 | 0 | 159 | 12.99 | 17.5 | -12 | 1 | 0 | 0 | 0 | 0 | 80 | 85 | 86 | 80 | 80 | 1c | 0 | 80 | 2.10E+11 | 8.08E+10 | 7850 | 1 | 0.015 | 159 | 167 | 168 | 159 | 159 | 1c | 0 | 0 | 159 | 2.10E+11 | 8.08E+10 | 7850 | 1.3 | 0.02 | 159 | 2.10E+11 | 8.08E+10 | 1 | 1.3 | 0.02
| 160 | -12 | 10.49 | 18.17 | 0 |  | 80.2 | 86 | 1 | 15 | Floater | No | 0 | 4.642e-05 | 0 | 0 | 1182000000 | 1182000000 | 1875000000 | 1875000000 | 0 | 0 | 909900000 | 1.126e-05 | 9748000000 | 0.65 | N/A | Yes | BEM | Hydrodynamics | (with | Morison | drag) | 0 | 0 | 0 | 160 | 10.49 | 18.17 | -12 | 1 | 0 | 0 | 0 | 0 | [13 empty] | 160 | 168 | 169 | 160 | 160 | 1c | 0 | 0 | 160 | 2.10E+11 | 8.08E+10 | 7850 | 1.3 | 0.02 | 160 | 2.10E+11 | 8.08E+10 | 1 | 1.3 | 0.02
| 161 | -12 | 9.94 | 17.217 | 0 |  | 81.1 | 87 | 1 | 15 | Floater | No | 0 | 4.642e-05 | 0 | 0 | 1182000000 | 1182000000 | 1875000000 | 1875000000 | 0 | 0 | 909900000 | 1.126e-05 | 9748000000 | 0.65 | N/A | Yes | BEM | Hydrodynamics | (with | Morison | drag) | 0 | 0 | 0 | 161 | 9.94 | 17.217 | -12 | 1 | 0 | 0 | 0 | 0 | 81 | 87 | 88 | 81 | 81 | 1c | 0 | 81 | 2.10E+11 | 8.08E+10 | 7850 | 1 | 0.015 | 161 | 169 | 170 | 161 | 161 | 1c | 0 | 0 | 161 | 2.10E+11 | 8.08E+10 | 7850 | 1.3 | 0.02 | 161 | 2.10E+11 | 8.08E+10 | 1 | 1.3 | 0.02
| 162 | -12 | 8.149 | 14.115 | 0 |  | 81.2 | 88 | 1 | 15 | Floater | No | 0 | 4.642e-05 | 0 | 0 | 1182000000 | 1182000000 | 1875000000 | 1875000000 | 0 | 0 | 909900000 | 1.126e-05 | 9748000000 | 0.65 | N/A | Yes | BEM | Hydrodynamics | (with | Morison | drag) | 0 | 0 | 0 | 162 | 8.149 | 14.115 | -12 | 1 | 0 | 0 | 0 | 0 | [13 empty] | 162 | 170 | 171 | 162 | 162 | 1c | 0 | 0 | 162 | 2.10E+11 | 8.08E+10 | 7850 | 1.3 | 0.02 | 162 | 2.10E+11 | 8.08E+10 | 1 | 1.3 | 0.02
| 163 | -12 | 5.808 | 10.059 | 0 |  | 82.1 | 88 | 1 | 15 | Floater | No | 0 | 4.642e-05 | 0 | 0 | 1182000000 | 1182000000 | 1875000000 | 1875000000 | 0 | 0 | 909900000 | 1.126e-05 | 9748000000 | 0.65 | N/A | Yes | BEM | Hydrodynamics | (with | Morison | drag) | 0 | 0 | 0 | 163 | 5.808 | 10.059 | -12 | 1 | 0 | 0 | 0 | 0 | 82 | 88 | 89 | 82 | 82 | 1c | 0 | 82 | 2.10E+11 | 8.08E+10 | 7850 | 1 | 0.015 | 163 | 171 | 172 | 163 | 163 | 1c | 0 | 0 | 163 | 2.10E+11 | 8.08E+10 | 7850 | 1.3 | 0.02 | 163 | 2.10E+11 | 8.08E+10 | 1 | 1.3 | 0.02
| 164 | -12 | 3.466 | 6.004 | 0 |  | 82.2 | 89 | 1 | 15 | Floater | No | 0 | 4.642e-05 | 0 | 0 | 1182000000 | 1182000000 | 1875000000 | 1875000000 | 0 | 0 | 909900000 | 1.126e-05 | 9748000000 | 0.65 | N/A | Yes | BEM | Hydrodynamics | (with | Morison | drag) | 0 | 0 | 0 | 164 | 3.466 | 6.004 | -12 | 1 | 0 | 0 | 0 | 0 | [13 empty] | 164 | 172 | 173 | 164 | 164 | 1c | 0 | 0 | 164 | 2.10E+11 | 8.08E+10 | 7850 | 1.3 | 0.02 | 164 | 2.10E+11 | 8.08E+10 | 1 | 1.3 | 0.02
| 165 | -12 | 1.97 | 3.412 | 0 |  | 83.1 | 89 | 1 | 15 | Floater | No | 0 | 4.642e-05 | 0 | 0 | 1182000000 | 1182000000 | 1875000000 | 1875000000 | 0 | 0 | 909900000 | 1.126e-05 | 9748000000 | 0.65 | N/A | Yes | BEM | Hydrodynamics | (with | Morison | drag) | 0 | 0 | 0 | 165 | 1.97 | 3.412 | -12 | 1 | 0 | 0 | 0 | 0 | 83 | 89 | 90 | 83 | 83 | 1c | 0 | 83 | 2.10E+11 | 8.08E+10 | 7850 | 1 | 0.015 | 165 | 173 | 32 | 165 | 165 | 1c | 0 | 0 | 165 | 2.10E+11 | 8.08E+10 | 7850 | 1.3 | 0.02 | 165 | 2.10E+11 | 8.08E+10 | 1 | 1.3 | 0.02
| 166 | -12 | 1.25 | 2.17 | 0 |  | 83.2 | 90 | 1 | 15 | Floater | No | 0 | 4.642e-05 | 0 | 0 | 1182000000 | 1182000000 | 1875000000 | 1875000000 | 0 | 0 | 909900000 | 1.126e-05 | 9748000000 | 0.65 | N/A | Yes | BEM | Hydrodynamics | (with | Morison | drag) | 0 | 0 | 0 | 166 | 1.25 | 2.17 | -12 | 1 | 0 | 0 | 0 | 0 | [13 empty] | 166 | 2 | 174 | 166 | 166 | 1c | 0 | 0 | 166 | 2.10E+11 | 8.08E+10 | 7850 | 1.3 | 0.02 | 166 | 2.10E+11 | 8.08E+10 | 1 | 1.3 | 0.02
| 167 | -12 | -2.75 | 0 | 0 |  | 84.1 | 90 | 1 | 15 | Floater | No | 0 | 4.642e-05 | 0 | 0 | 1182000000 | 1182000000 | 1875000000 | 1875000000 | 0 | 0 | 909900000 | 1.126e-05 | 9748000000 | 0.65 | N/A | Yes | BEM | Hydrodynamics | (with | Morison | drag) | 0 | 0 | 0 | 167 | -2.75 | 0 | -12 | 1 | 0 | 0 | 0 | 0 | 84 | 90 | 91 | 84 | 84 | 1c | 0 | 84 | 2.10E+11 | 8.08E+10 | 7850 | 1 | 0.015 | 167 | 174 | 175 | 167 | 167 | 1c | 0 | 0 | 167 | 2.10E+11 | 8.08E+10 | 7850 | 1.3 | 0.02 | 167 | 2.10E+11 | 8.08E+10 | 1 | 1.3 | 0.02
| 168 | -12 | -3.94 | 0 | 0 |  | 84.2 | 91 | 1 | 15 | Floater | No | 0 | 4.642e-05 | 0 | 0 | 1182000000 | 1182000000 | 1875000000 | 1875000000 | 0 | 0 | 909900000 | 1.126e-05 | 9748000000 | 0.65 | N/A | Yes | BEM | Hydrodynamics | (with | Morison | drag) | 0 | 0 | 0 | 168 | -3.94 | 0 | -12 | 1 | 0 | 0 | 0 | 0 | [13 empty] | 168 | 175 | 176 | 168 | 168 | 1c | 0 | 0 | 168 | 2.10E+11 | 8.08E+10 | 7850 | 1.3 | 0.02 | 168 | 2.10E+11 | 8.08E+10 | 1 | 1.3 | 0.02
| 169 | -12 | -6.933 | 0 | 0 |  | 85.1 | 91 | 1 | 15 | Floater | No | 0 | 4.642e-05 | 0 | 0 | 1182000000 | 1182000000 | 1875000000 | 1875000000 | 0 | 0 | 909900000 | 1.126e-05 | 9748000000 | 0.65 | N/A | Yes | BEM | Hydrodynamics | (with | Morison | drag) | 0 | 0 | 0 | 169 | -6.933 | 0 | -12 | 1 | 0 | 0 | 0 | 0 | 85 | 91 | 92 | 85 | 85 | 1c | 0 | 85 | 2.10E+11 | 8.08E+10 | 7850 | 1 | 0.015 | 169 | 176 | 177 | 169 | 169 | 1c | 0 | 0 | 169 | 2.10E+11 | 8.08E+10 | 7850 | 1.3 | 0.02 | 169 | 2.10E+11 | 8.08E+10 | 1 | 1.3 | 0.02
| 170 | -12 | -11.615 | 0 | 0 |  | 85.2 | 92 | 1 | 15 | Floater | No | 0 | 4.642e-05 | 0 | 0 | 1182000000 | 1182000000 | 1875000000 | 1875000000 | 0 | 0 | 909900000 | 1.126e-05 | 9748000000 | 0.65 | N/A | Yes | BEM | Hydrodynamics | (with | Morison | drag) | 0 | 0 | 0 | 170 | -11.615 | 0 | -12 | 1 | 0 | 0 | 0 | 0 | [13 empty] | 170 | 177 | 178 | 170 | 170 | 1c | 0 | 0 | 170 | 2.10E+11 | 8.08E+10 | 7850 | 1.3 | 0.02 | 170 | 2.10E+11 | 8.08E+10 | 1 | 1.3 | 0.02
| 171 | -12 | -16.298 | 0 | 0 |  | 86.1 | 92 | 1 | 15 | Floater | No | 0 | 4.642e-05 | 0 | 0 | 1182000000 | 1182000000 | 1875000000 | 1875000000 | 0 | 0 | 909900000 | 1.126e-05 | 9748000000 | 0.65 | N/A | Yes | BEM | Hydrodynamics | (with | Morison | drag) | 0 | 0 | 0 | 171 | -16.298 | 0 | -12 | 1 | 0 | 0 | 0 | 0 | 86 | 92 | 93 | 86 | 86 | 1c | 0 | 86 | 2.10E+11 | 8.08E+10 | 7850 | 1 | 0.015 | 171 | 178 | 179 | 171 | 171 | 1c | 0 | 0 | 171 | 2.10E+11 | 8.08E+10 | 7850 | 1.3 | 0.02 | 171 | 2.10E+11 | 8.08E+10 | 1 | 1.3 | 0.02
| 172 | -12 | -19.881 | 0 | 0 |  | 86.2 | 93 | 1 | 15 | Floater | No | 0 | 4.642e-05 | 0 | 0 | 1182000000 | 1182000000 | 1875000000 | 1875000000 | 0 | 0 | 909900000 | 1.126e-05 | 9748000000 | 0.65 | N/A | Yes | BEM | Hydrodynamics | (with | Morison | drag) | 0 | 0 | 0 | 172 | -19.881 | 0 | -12 | 1 | 0 | 0 | 0 | 0 | [13 empty] | 172 | 179 | 180 | 172 | 172 | 1c | 0 | 0 | 172 | 2.10E+11 | 8.08E+10 | 7850 | 1.3 | 0.02 | 172 | 2.10E+11 | 8.08E+10 | 1 | 1.3 | 0.02
| 173 | -12 | -20.981 | 0 | 0 |  | 87.1 | 93 | 1 | 15 | Floater | No | 0 | 4.642e-05 | 0 | 0 | 1182000000 | 1182000000 | 1875000000 | 1875000000 | 0 | 0 | 909900000 | 1.126e-05 | 9748000000 | 0.65 | N/A | Yes | BEM | Hydrodynamics | (with | Morison | drag) | 0 | 0 | 0 | 173 | -20.981 | 0 | -12 | 1 | 0 | 0 | 0 | 0 | 87 | 93 | 94 | 87 | 87 | 1c | 0 | 87 | 2.10E+11 | 8.08E+10 | 7850 | 1 | 0.015 | 173 | 180 | 47 | 173 | 173 | 1c | 0 | 0 | 173 | 2.10E+11 | 8.08E+10 | 7850 | 1.3 | 0.02 | 173 | 2.10E+11 | 8.08E+10 | 1 | 1.3 | 0.02
| 174 | -12 | 1.25 | -2.17 | 0 |  | 87.2 | 94 | 1 | 15 | Floater | No | 0 | 4.642e-05 | 0 | 0 | 1182000000 | 1182000000 | 1875000000 | 1875000000 | 0 | 0 | 909900000 | 1.126e-05 | 9748000000 | 0.65 | N/A | Yes | BEM | Hydrodynamics | (with | Morison | drag) | 0 | 0 | 0 | 174 | 1.25 | -2.17 | -12 | 1 | 0 | 0 | 0 | 0 | [13 empty] | 174 | 32 | 134 | 174 | 174 | 1c | 0 | 0 | 174 | 2.10E+11 | 8.08E+10 | 7850 | 1 | 0.02 | 174 | 2.10E+11 | 8.08E+10 | 1 | 1 | 0.02
| 175 | -12 | 1.97 | -3.412 | 0 |  | 88.1 | 94 | 1 | 15 | Floater | No | 0 | 4.642e-05 | 0 | 0 | 1182000000 | 1182000000 | 1875000000 | 1875000000 | 0 | 0 | 909900000 | 1.126e-05 | 9748000000 | 0.65 | N/A | Yes | BEM | Hydrodynamics | (with | Morison | drag) | 0 | 0 | 0 | 175 | 1.97 | -3.412 | -12 | 1 | 0 | 0 | 0 | 0 | 88 | 94 | 95 | 88 | 88 | 1c | 0 | 88 | 2.10E+11 | 8.08E+10 | 7850 | 1 | 0.015 | 175 | 134 | 135 | 175 | 175 | 1c | 0 | 0 | 175 | 2.10E+11 | 8.08E+10 | 7850 | 1 | 0.02 | 175 | 2.10E+11 | 8.08E+10 | 1 | 1 | 0.02
| 176 | -12 | 3.466 | -6.004 | 0 |  | 88.2 | 95 | 1 | 15 | Floater | No | 0 | 4.642e-05 | 0 | 0 | 1182000000 | 1182000000 | 1875000000 | 1875000000 | 0 | 0 | 909900000 | 1.126e-05 | 9748000000 | 0.65 | N/A | Yes | BEM | Hydrodynamics | (with | Morison | drag) | 0 | 0 | 0 | 176 | 3.466 | -6.004 | -12 | 1 | 0 | 0 | 0 | 0 | [13 empty] | 176 | 135 | 136 | 176 | 176 | 1c | 0 | 0 | 176 | 2.10E+11 | 8.08E+10 | 7850 | 1 | 0.02 | 176 | 2.10E+11 | 8.08E+10 | 1 | 1 | 0.02
| 177 | -12 | 5.808 | -10.059 | 0 |  | 89.1 | 95 | 1 | 15 | Floater | No | 0 | 4.642e-05 | 0 | 0 | 1182000000 | 1182000000 | 1875000000 | 1875000000 | 0 | 0 | 909900000 | 1.126e-05 | 9748000000 | 0.65 | N/A | Yes | BEM | Hydrodynamics | (with | Morison | drag) | 0 | 0 | 0 | 177 | 5.808 | -10.059 | -12 | 1 | 0 | 0 | 0 | 0 | 89 | 95 | 96 | 89 | 89 | 1c | 0 | 89 | 2.10E+11 | 8.08E+10 | 7850 | 1 | 0.015 | 177 | 136 | 137 | 177 | 177 | 1c | 0 | 0 | 177 | 2.10E+11 | 8.08E+10 | 7850 | 1 | 0.02 | 177 | 2.10E+11 | 8.08E+10 | 1 | 1 | 0.02
| 178 | -12 | 8.149 | -14.115 | 0 |  | 89.2 | 96 | 1 | 15 | Floater | No | 0 | 4.642e-05 | 0 | 0 | 1182000000 | 1182000000 | 1875000000 | 1875000000 | 0 | 0 | 909900000 | 1.126e-05 | 9748000000 | 0.65 | N/A | Yes | BEM | Hydrodynamics | (with | Morison | drag) | 0 | 0 | 0 | 178 | 8.149 | -14.115 | -12 | 1 | 0 | 0 | 0 | 0 | [13 empty] | 178 | 137 | 138 | 178 | 178 | 1c | 0 | 0 | 178 | 2.10E+11 | 8.08E+10 | 7850 | 1 | 0.02 | 178 | 2.10E+11 | 8.08E+10 | 1 | 1 | 0.02
| 179 | -12 | 9.94 | -17.217 | 0 |  | 90.1 | 96 | 1 | 15 | Floater | No | 0 | 4.642e-05 | 0 | 0 | 1182000000 | 1182000000 | 1875000000 | 1875000000 | 0 | 0 | 909900000 | 1.126e-05 | 9748000000 | 0.65 | N/A | Yes | BEM | Hydrodynamics | (with | Morison | drag) | 0 | 0 | 0 | 179 | 9.94 | -17.217 | -12 | 1 | 0 | 0 | 0 | 0 | 90 | 96 | 97 | 90 | 90 | 1c | 0 | 90 | 2.10E+11 | 8.08E+10 | 7850 | 1 | 0.015 | 179 | 138 | 139 | 179 | 179 | 1c | 0 | 0 | 179 | 2.10E+11 | 8.08E+10 | 7850 | 1 | 0.02 | 179 | 2.10E+11 | 8.08E+10 | 1 | 1 | 0.02
| 180 | -12 | 10.49 | -18.17 | 0 |  | 90.2 | 97 | 1 | 15 | Floater | No | 0 | 4.642e-05 | 0 | 0 | 1182000000 | 1182000000 | 1875000000 | 1875000000 | 0 | 0 | 909900000 | 1.126e-05 | 9748000000 | 0.65 | N/A | Yes | BEM | Hydrodynamics | (with | Morison | drag) | 0 | 0 | 0 | 180 | 10.49 | -18.17 | -12 | 1 | 0 | 0 | 0 | 0 | [13 empty] | 180 | 133 | 140 | 180 | 180 | 1c | 0 | 0 | 180 | 2.10E+11 | 8.08E+10 | 7850 | 1 | 0.02 | 180 | 2.10E+11 | 8.08E+10 | 1 | 1 | 0.02
| 181 | 1.833 | 4.6267 | 8.0137 | 0 |  | 91.1 | 97 | 1 | 15 | Floater | No | 0 | 4.642e-05 | 0 | 0 | 1182000000 | 1182000000 | 1875000000 | 1875000000 | 0 | 0 | 909900000 | 1.126e-05 | 9748000000 | 0.65 | N/A | Yes | BEM | Hydrodynamics | (with | Morison | drag) | 0 | 0 | 0 | 181 | 4.6267 | 8.0137 | 1.833 | 1 | 0 | 0 | 0 | 0 | 91 | 97 | 98 | 91 | 91 | 1c | 0 | 91 | 2.10E+11 | 8.08E+10 | 7850 | 1 | 0.015 | 181 | 140 | 141 | 181 | 181 | 1c | 0 | 0 | 181 | 2.10E+11 | 8.08E+10 | 7850 | 1 | 0.02 | 181 | 2.10E+11 | 8.08E+10 | 1 | 1 | 0.02
| 182 | -4.8333 | 7.2833 | 12.6153 | 0 |  | 91.2 | 98 | 1 | 15 | Floater | No | 0 | 4.642e-05 | 0 | 0 | 1182000000 | 1182000000 | 1875000000 | 1875000000 | 0 | 0 | 909900000 | 1.126e-05 | 9748000000 | 0.65 | N/A | Yes | BEM | Hydrodynamics | (with | Morison | drag) | 0 | 0 | 0 | 182 | 7.2833 | 12.6153 | -4.8333 | 1 | 0 | 0 | 0 | 0 | [13 empty] | 182 | 141 | 142 | 182 | 182 | 1c | 0 | 0 | 182 | 2.10E+11 | 8.08E+10 | 7850 | 1 | 0.02 | 182 | 2.10E+11 | 8.08E+10 | 1 | 1 | 0.02
| 183 | 1.833 | -9.2537 | 0 | 0 |  | 92.1 | 98 | 1 | 15 | Floater | No | 0 | 4.642e-05 | 0 | 0 | 1182000000 | 1182000000 | 1875000000 | 1875000000 | 0 | 0 | 909900000 | 1.126e-05 | 9748000000 | 0.65 | N/A | Yes | BEM | Hydrodynamics | (with | Morison | drag) | 0 | 0 | 0 | 183 | -9.2537 | 0 | 1.833 | 1 | 0 | 0 | 0 | 0 | 92 | 98 | 99 | 92 | 92 | 1c | 0 | 92 | 2.10E+11 | 8.08E+10 | 7850 | 1 | 0.015 | 183 | 142 | 143 | 183 | 183 | 1c | 0 | 0 | 183 | 2.10E+11 | 8.08E+10 | 7850 | 1 | 0.02 | 183 | 2.10E+11 | 8.08E+10 | 1 | 1 | 0.02
| 184 | -4.8333 | -14.5673 | 0 | 0 |  | 92.2 | 99 | 1 | 15 | Floater | No | 0 | 4.642e-05 | 0 | 0 | 1182000000 | 1182000000 | 1875000000 | 1875000000 | 0 | 0 | 909900000 | 1.126e-05 | 9748000000 | 0.65 | N/A | Yes | BEM | Hydrodynamics | (with | Morison | drag) | 0 | 0 | 0 | 184 | -14.5673 | 0 | -4.8333 | 1 | 0 | 0 | 0 | 0 | [13 empty] | 184 | 143 | 144 | 184 | 184 | 1c | 0 | 0 | 184 | 2.10E+11 | 8.08E+10 | 7850 | 1 | 0.02 | 184 | 2.10E+11 | 8.08E+10 | 1 | 1 | 0.02
| 185 | 1.833 | 4.6267 | -8.0137 | 0 |  | 93.1 | 100 | 1.3 | 20 | Floater | No | 0 | 8.042e-05 | 0 | 0 | 3460000000 | 3460000000 | 3249000000 | 3249000000 | 0 | 0 | 2662000000 | 3.295e-05 | 16890000000 | 0.65 | N/A | Yes | BEM | Hydrodynamics | (with | Morison | drag) | 0 | 0 | 0 | 185 | 4.6267 | -8.0137 | 1.833 | 1 | 0 | 0 | 0 | 0 | 93 | 100 | 101 | 93 | 93 | 1c | 0 | 93 | 2.10E+11 | 8.08E+10 | 7850 | 1.3 | 0.02 | 185 | 144 | 145 | 185 | 185 | 1c | 0 | 0 | 185 | 2.10E+11 | 8.08E+10 | 7850 | 1 | 0.02 | 185 | 2.10E+11 | 8.08E+10 | 1 | 1 | 0.02
| 186 | -4.833 | 7.2833 | -12.6153 | 0 |  | 93.2 | 101 | 1.3 | 20 | Floater | No | 0 | 8.042e-05 | 0 | 0 | 3460000000 | 3460000000 | 3249000000 | 3249000000 | 0 | 0 | 2662000000 | 3.295e-05 | 16890000000 | 0.65 | N/A | Yes | BEM | Hydrodynamics | (with | Morison | drag) | 0 | 0 | 0 | 186 | 7.2833 | -12.6153 | -4.833 | 1 | 0 | 0 | 0 | 0 | [13 empty] | 186 | 145 | 146 | 186 | 186 | 1c | 0 | 0 | 186 | 2.10E+11 | 8.08E+10 | 7850 | 1 | 0.02 | 186 | 2.10E+11 | 8.08E+10 | 1 | 1 | 0.02
| 187 | 2.2 | 2.7113 | 16.5653 | 0 |  | 94.1 | 101 | 1.3 | 20 | Floater | No | 0 | 8.042e-05 | 0 | 0 | 3460000000 | 3460000000 | 3249000000 | 3249000000 | 0 | 0 | 2662000000 | 3.295e-05 | 16890000000 | 0.65 | N/A | Yes | BEM | Hydrodynamics | (with | Morison | drag) | 0 | 0 | 0 | 187 | 2.7113 | 16.5653 | 2.2 | 1 | 0 | 0 | 0 | 0 | 94 | 101 | 102 | 94 | 94 | 1c | 0 | 94 | 2.10E+11 | 8.08E+10 | 7850 | 1.3 | 0.02 | 187 | 146 | 47 | 187 | 187 | 1c | 0 | 0 | 187 | 2.10E+11 | 8.08E+10 | 7850 | 1 | 0.02 | 187 | 2.10E+11 | 8.08E+10 | 1 | 1 | 0.02
| 188 | -4.9 | -1.6813 | 14.0292 | 0 |  | 94.2 | 102 | 1.3 | 20 | Floater | No | 0 | 8.042e-05 | 0 | 0 | 3460000000 | 3460000000 | 3249000000 | 3249000000 | 0 | 0 | 2662000000 | 3.295e-05 | 16890000000 | 0.65 | N/A | Yes | BEM | Hydrodynamics | (with | Morison | drag) | 0 | 0 | 0 | 188 | -1.6813 | 14.0292 | -4.9 | 1 | 0 | 0 | 0 | 0 | [13 empty] | 188 | 36 | 223 | 188 | 188 | 1c | 0 | 0 | 188 | 2.10E+11 | 8.08E+10 | 7850 | 0.1 | 0.001 | 188 | 2.10E+11 | 8.08E+10 | 1 | 0.1 | 0.001
| 189 | 2.2 | -15.7015 | 5.9347 | 0 |  | 95.1 | 102 | 1.3 | 20 | Floater | No | 0 | 8.042e-05 | 0 | 0 | 3460000000 | 3460000000 | 3249000000 | 3249000000 | 0 | 0 | 2662000000 | 3.295e-05 | 16890000000 | 0.65 | N/A | Yes | BEM | Hydrodynamics | (with | Morison | drag) | 0 | 0 | 0 | 189 | -15.7015 | 5.9347 | 2.2 | 1 | 0 | 0 | 0 | 0 | 95 | 102 | 103 | 95 | 95 | 1c | 0 | 95 | 2.10E+11 | 8.08E+10 | 7850 | 1.3 | 0.02 | 189 | 36 | 224 | 189 | 189 | 1c | 0 | 0 | 189 | 2.10E+11 | 8.08E+10 | 7850 | 0.1 | 0.001 | 189 | 2.10E+11 | 8.08E+10 | 1 | 0.1 | 0.001
| 190 | -4.9 | -11.3088 | 8.4708 | 0 |  | 95.2 | 103 | 1.3 | 20 | Floater | No | 0 | 8.042e-05 | 0 | 0 | 3460000000 | 3460000000 | 3249000000 | 3249000000 | 0 | 0 | 2662000000 | 3.295e-05 | 16890000000 | 0.65 | N/A | Yes | BEM | Hydrodynamics | (with | Morison | drag) | 0 | 0 | 0 | 190 | -11.3088 | 8.4708 | -4.9 | 1 | 0 | 0 | 0 | 0 | [13 empty] | 190 | 21 | 225 | 190 | 190 | 1c | 0 | 0 | 190 | 2.10E+11 | 8.08E+10 | 7850 | 0.1 | 0.001 | 190 | 2.10E+11 | 8.08E+10 | 1 | 0.1 | 0.001
| 191 | 2.2 | -15.7015 | -5.9347 | 0 |  | 96.1 | 103 | 1.3 | 20 | Floater | No | 0 | 8.042e-05 | 0 | 0 | 3460000000 | 3460000000 | 3249000000 | 3249000000 | 0 | 0 | 2662000000 | 3.295e-05 | 16890000000 | 0.65 | N/A | Yes | BEM | Hydrodynamics | (with | Morison | drag) | 0 | 0 | 0 | 191 | -15.7015 | -5.9347 | 2.2 | 1 | 0 | 0 | 0 | 0 | 96 | 103 | 104 | 96 | 96 | 1c | 0 | 96 | 2.10E+11 | 8.08E+10 | 7850 | 1.3 | 0.02 | 191 | 21 | 226 | 191 | 191 | 1c | 0 | 0 | 191 | 2.10E+11 | 8.08E+10 | 7850 | 0.1 | 0.001 | 191 | 2.10E+11 | 8.08E+10 | 1 | 0.1 | 0.001
| 192 | -4.9 | -11.3088 | -8.4708 | 0 |  | 96.2 | 104 | 1.3 | 20 | Floater | No | 0 | 8.042e-05 | 0 | 0 | 3460000000 | 3460000000 | 3249000000 | 3249000000 | 0 | 0 | 2662000000 | 3.295e-05 | 16890000000 | 0.65 | N/A | Yes | BEM | Hydrodynamics | (with | Morison | drag) | 0 | 0 | 0 | 192 | -11.3088 | -8.4708 | -4.9 | 1 | 0 | 0 | 0 | 0 | [13 empty] | 192 | 51 | 227 | 192 | 192 | 1c | 0 | 0 | 192 | 2.10E+11 | 8.08E+10 | 7850 | 0.1 | 0.001 | 192 | 2.10E+11 | 8.08E+10 | 1 | 0.1 | 0.001
| 193 | 2.2 | 2.7113 | -16.5653 | 0 |  | 97.1 | 104 | 1.3 | 20 | Floater | No | 0 | 8.042e-05 | 0 | 0 | 3460000000 | 3460000000 | 3249000000 | 3249000000 | 0 | 0 | 2662000000 | 3.295e-05 | 16890000000 | 0.65 | N/A | Yes | BEM | Hydrodynamics | (with | Morison | drag) | 0 | 0 | 0 | 193 | 2.7113 | -16.5653 | 2.2 | 1 | 0 | 0 | 0 | 0 | 97 | 104 | 105 | 97 | 97 | 1c | 0 | 97 | 2.10E+11 | 8.08E+10 | 7850 | 1.3 | 0.02 | 193 | 51 | 228 | 193 | 193 | 1c | 0 | 0 | 193 | 2.10E+11 | 8.08E+10 | 7850 | 0.1 | 0.001 | 193 | 2.10E+11 | 8.08E+10 | 1 | 0.1 | 0.001
| 194 | -4.9 | -1.6813 | -14.0292 | 0 |  | 97.2 | 105 | 1.3 | 20 | Floater | No | 0 | 8.042e-05 | 0 | 0 | 3460000000 | 3460000000 | 3249000000 | 3249000000 | 0 | 0 | 2662000000 | 3.295e-05 | 16890000000 | 0.65 | N/A | Yes | BEM | Hydrodynamics | (with | Morison | drag) | 0 | 0 | 0 | 194 | -1.6813 | -14.0292 | -4.9 | 1 | 0 | 0 | 0 | 0 | [13 empty] | 194 | 15 | 229 | 194 | 194 | 1c | 0 | 0 | 194 | 2.10E+11 | 8.08E+10 | 7850 | 5 | 0.035 | 194 | 2.10E+11 | 8.08E+10 | 1 | 5 | 0.035
| 195 | 2.2 | 12.99 | -10.6305 | 0 |  | 98.1 | 105 | 1.3 | 20 | Floater | No | 0 | 8.042e-05 | 0 | 0 | 3460000000 | 3460000000 | 3249000000 | 3249000000 | 0 | 0 | 2662000000 | 3.295e-05 | 16890000000 | 0.65 | N/A | Yes | BEM | Hydrodynamics | (with | Morison | drag) | 0 | 0 | 0 | 195 | 12.99 | -10.6305 | 2.2 | 1 | 0 | 0 | 0 | 0 | 98 | 105 | 106 | 98 | 98 | 1c | 0 | 98 | 2.10E+11 | 8.08E+10 | 7850 | 1.3 | 0.02 | 195 | 229 | 230 | 195 | 195 | 1c | 0 | 0 | 195 | 2.10E+11 | 8.08E+10 | 7850 | 5.126 | 0.063 | 195 | 2.10E+11 | 8.08E+10 | 7850 | 5.126 | 0.063
| 196 | -4.9 | 12.99 | -5.5583 | 0 |  | 98.2 | 106 | 1.3 | 20 | Floater | No | 0 | 8.042e-05 | 0 | 0 | 3460000000 | 3460000000 | 3249000000 | 3249000000 | 0 | 0 | 2662000000 | 3.295e-05 | 16890000000 | 0.65 | N/A | Yes | BEM | Hydrodynamics | (with | Morison | drag) | 0 | 0 | 0 | 196 | 12.99 | -5.5583 | -4.9 | 1 | 0 | 0 | 0 | 0 | [13 empty] | 196 | 230 | 231 | 196 | 196 | 1c | 0 | 0 | 196 | 2.10E+11 | 8.08E+10 | 7850 | 5.126 | 0.063 | 196 | 2.10E+11 | 8.08E+10 | 7850 | 5.126 | 0.063
| 197 | 2.2 | 12.99 | 10.6305 | 0 |  | 99.1 | 107 | 1.3 | 20 | Floater | No | 0 | 8.042e-05 | 0 | 0 | 3460000000 | 3460000000 | 3249000000 | 3249000000 | 0 | 0 | 2662000000 | 3.295e-05 | 16890000000 | 0.65 | N/A | Yes | BEM | Hydrodynamics | (with | Morison | drag) | 0 | 0 | 0 | 197 | 12.99 | 10.6305 | 2.2 | 1 | 0 | 0 | 0 | 0 | 99 | 107 | 108 | 99 | 99 | 1c | 0 | 99 | 2.10E+11 | 8.08E+10 | 7850 | 1.3 | 0.02 | 197 | 231 | 232 | 197 | 197 | 1c | 0 | 0 | 197 | 2.10E+11 | 8.08E+10 | 7850 | 5.126 | 0.063 | 197 | 2.10E+11 | 8.08E+10 | 7850 | 5.126 | 0.063
| 198 | -4.9 | 12.99 | 5.5583 | 0 |  | 99.2 | 108 | 1.3 | 20 | Floater | No | 0 | 8.042e-05 | 0 | 0 | 3460000000 | 3460000000 | 3249000000 | 3249000000 | 0 | 0 | 2662000000 | 3.295e-05 | 16890000000 | 0.65 | N/A | Yes | BEM | Hydrodynamics | (with | Morison | drag) | 0 | 0 | 0 | 198 | 12.99 | 5.5583 | -4.9 | 1 | 0 | 0 | 0 | 0 | [13 empty] | 198 | 232 | 233 | 198 | 198 | 1c | 0 | 0 | 198 | 2.10E+11 | 8.08E+10 | 7850 | 5.1 | 0.05 | 198 | 2.10E+11 | 8.08E+10 | 7850 | 5.1 | 0.05
| 199 | 5.04 | 7.708 | 19.45 | 0 |  | 100.1 | 108 | 1.3 | 20 | Floater | No | 0 | 8.042e-05 | 0 | 0 | 3460000000 | 3460000000 | 3249000000 | 3249000000 | 0 | 0 | 2662000000 | 3.295e-05 | 16890000000 | 0.65 | N/A | Yes | BEM | Hydrodynamics | (with | Morison | drag) | 0 | 0 | 0 | 199 | 7.708 | 19.45 | 5.04 | 1 | 0 | 0 | 0 | 0 | 100 | 108 | 109 | 100 | 100 | 1c | 0 | 100 | 2.10E+11 | 8.08E+10 | 7850 | 1.3 | 0.02 | 199 | 233 | 234 | 199 | 199 | 1c | 0 | 0 | 199 | 2.10E+11 | 8.08E+10 | 7850 | 5.086 | 0.043 | 199 | 2.10E+11 | 8.08E+10 | 7850 | 5.086 | 0.043
| 200 | -3.48 | 7.708 | 19.45 | 0 |  | 100.2 | 109 | 1.3 | 20 | Floater | No | 0 | 8.042e-05 | 0 | 0 | 3460000000 | 3460000000 | 3249000000 | 3249000000 | 0 | 0 | 2662000000 | 3.295e-05 | 16890000000 | 0.65 | N/A | Yes | BEM | Hydrodynamics | (with | Morison | drag) | 0 | 0 | 0 | 200 | 7.708 | 19.45 | -3.48 | 1 | 0 | 0 | 0 | 0 | [13 empty] | 200 | 234 | 235 | 200 | 200 | 1c | 0 | 0 | 200 | 2.10E+11 | 8.08E+10 | 7850 | 5.08 | 0.04 | 200 | 2.10E+11 | 8.08E+10 | 7850 | 5.08 | 0.04
| 201 | 5.04 | -6.485 | 11.25 | 0 |  | 101.1 | 109 | 1.3 | 20 | Floater | No | 0 | 8.042e-05 | 0 | 0 | 3460000000 | 3460000000 | 3249000000 | 3249000000 | 0 | 0 | 2662000000 | 3.295e-05 | 16890000000 | 0.65 | N/A | Yes | BEM | Hydrodynamics | (with | Morison | drag) | 0 | 0 | 0 | 201 | -6.485 | 11.25 | 5.04 | 1 | 0 | 0 | 0 | 0 | 101 | 109 | 110 | 101 | 101 | 1c | 0 | 101 | 2.10E+11 | 8.08E+10 | 7850 | 1.3 | 0.02 | 201 | 235 | 236 | 201 | 201 | 1c | 0 | 0 | 201 | 2.10E+11 | 8.08E+10 | 7850 | 5.076 | 0.038 | 201 | 2.10E+11 | 8.08E+10 | 7850 | 5.076 | 0.038
| 202 | -3.48 | -6.485 | 11.25 | 0 |  | 101.2 | 110 | 1.3 | 20 | Floater | No | 0 | 8.042e-05 | 0 | 0 | 3460000000 | 3460000000 | 3249000000 | 3249000000 | 0 | 0 | 2662000000 | 3.295e-05 | 16890000000 | 0.65 | N/A | Yes | BEM | Hydrodynamics | (with | Morison | drag) | 0 | 0 | 0 | 202 | -6.485 | 11.25 | -3.48 | 1 | 0 | 0 | 0 | 0 | [13 empty] | 202 | 236 | 237 | 202 | 202 | 1c | 0 | 0 | 202 | 2.10E+11 | 8.08E+10 | 7850 | 5.074 | 0.037 | 202 | 2.10E+11 | 8.08E+10 | 7850 | 5.074 | 0.037
| 203 | 5.04 | -20.698 | 3.05 | 0 |  | 102.1 | 110 | 1.3 | 20 | Floater | No | 0 | 8.042e-05 | 0 | 0 | 3460000000 | 3460000000 | 3249000000 | 3249000000 | 0 | 0 | 2662000000 | 3.295e-05 | 16890000000 | 0.65 | N/A | Yes | BEM | Hydrodynamics | (with | Morison | drag) | 0 | 0 | 0 | 203 | -20.698 | 3.05 | 5.04 | 1 | 0 | 0 | 0 | 0 | 102 | 110 | 111 | 102 | 102 | 1c | 0 | 102 | 2.10E+11 | 8.08E+10 | 7850 | 1.3 | 0.02 | 203 | 237 | 238 | 203 | 203 | 1c | 0 | 0 | 203 | 2.10E+11 | 8.08E+10 | 7850 | 5.072 | 0.036 | 203 | 2.10E+11 | 8.08E+10 | 7850 | 5.072 | 0.036
| 204 | -3.48 | -20.698 | 3.05 | 0 |  | 102.2 | 111 | 1.3 | 20 | Floater | No | 0 | 8.042e-05 | 0 | 0 | 3460000000 | 3460000000 | 3249000000 | 3249000000 | 0 | 0 | 2662000000 | 3.295e-05 | 16890000000 | 0.65 | N/A | Yes | BEM | Hydrodynamics | (with | Morison | drag) | 0 | 0 | 0 | 204 | -20.698 | 3.05 | -3.48 | 1 | 0 | 0 | 0 | 0 | [13 empty] | 204 | 238 | 239 | 204 | 204 | 1c | 0 | 0 | 204 | 2.10E+11 | 8.08E+10 | 7850 | 5.07 | 0.035 | 204 | 2.10E+11 | 8.08E+10 | 7850 | 5.07 | 0.035
| 205 | 5.04 | -20.698 | -3.05 | 0 |  | 103.1 | 111 | 1.3 | 20 | Floater | No | 0 | 8.042e-05 | 0 | 0 | 3460000000 | 3460000000 | 3249000000 | 3249000000 | 0 | 0 | 2662000000 | 3.295e-05 | 16890000000 | 0.65 | N/A | Yes | BEM | Hydrodynamics | (with | Morison | drag) | 0 | 0 | 0 | 205 | -20.698 | -3.05 | 5.04 | 1 | 0 | 0 | 0 | 0 | 103 | 111 | 112 | 103 | 103 | 1c | 0 | 103 | 2.10E+11 | 8.08E+10 | 7850 | 1.3 | 0.02 | 205 | 239 | 240 | 205 | 205 | 1c | 0 | 0 | 205 | 2.10E+11 | 8.08E+10 | 7850 | 5.066 | 0.033 | 205 | 2.10E+11 | 8.08E+10 | 7850 | 5.066 | 0.033
| 206 | -3.48 | -20.698 | -3.05 | 0 |  | 103.2 | 112 | 1.3 | 20 | Floater | No | 0 | 8.042e-05 | 0 | 0 | 3460000000 | 3460000000 | 3249000000 | 3249000000 | 0 | 0 | 2662000000 | 3.295e-05 | 16890000000 | 0.65 | N/A | Yes | BEM | Hydrodynamics | (with | Morison | drag) | 0 | 0 | 0 | 206 | -20.698 | -3.05 | -3.48 | 1 | 0 | 0 | 0 | 0 | [13 empty] | 206 | 240 | 241 | 206 | 206 | 1c | 0 | 0 | 206 | 2.10E+11 | 8.08E+10 | 7850 | 5.066 | 0.033 | 206 | 2.10E+11 | 8.08E+10 | 7850 | 5.066 | 0.033
| 207 | 5.04 | -6.495 | -11.25 | 0 |  | 104.1 | 112 | 1.3 | 20 | Floater | No | 0 | 8.042e-05 | 0 | 0 | 3460000000 | 3460000000 | 3249000000 | 3249000000 | 0 | 0 | 2662000000 | 3.295e-05 | 16890000000 | 0.65 | N/A | Yes | BEM | Hydrodynamics | (with | Morison | drag) | 0 | 0 | 0 | 207 | -6.495 | -11.25 | 5.04 | 1 | 0 | 0 | 0 | 0 | 104 | 112 | 113 | 104 | 104 | 1c | 0 | 104 | 2.10E+11 | 8.08E+10 | 7850 | 1.3 | 0.02 | 207 | 241 | 242 | 207 | 207 | 1c | 0 | 0 | 207 | 2.10E+11 | 8.08E+10 | 7850 | 5.066 | 0.033 | 207 | 2.10E+11 | 8.08E+10 | 7850 | 5.066 | 0.033
| 208 | -3.48 | -6.495 | -11.25 | 0 |  | 104.2 | 113 | 1.3 | 20 | Floater | No | 0 | 8.042e-05 | 0 | 0 | 3460000000 | 3460000000 | 3249000000 | 3249000000 | 0 | 0 | 2662000000 | 3.295e-05 | 16890000000 | 0.65 | N/A | Yes | BEM | Hydrodynamics | (with | Morison | drag) | 0 | 0 | 0 | 208 | -6.495 | -11.25 | -3.48 | 1 | 0 | 0 | 0 | 0 | [13 empty] | 208 | 242 | 243 | 208 | 208 | 1c | 0 | 0 | 208 | 2.10E+11 | 8.08E+10 | 7850 | 5.066 | 0.033 | 208 | 2.10E+11 | 8.08E+10 | 7850 | 5.066 | 0.033
| 209 | 5.04 | 7.708 | -19.45 | 0 |  | 105.1 | 114 | 1.3 | 20 | Floater | No | 0 | 8.042e-05 | 0 | 0 | 3460000000 | 3460000000 | 3249000000 | 3249000000 | 0 | 0 | 2662000000 | 3.295e-05 | 16890000000 | 0.65 | N/A | Yes | BEM | Hydrodynamics | (with | Morison | drag) | 0 | 0 | 0 | 209 | 7.708 | -19.45 | 5.04 | 1 | 0 | 0 | 0 | 0 | 105 | 114 | 115 | 105 | 105 | 1c | 0 | 105 | 2.10E+11 | 8.08E+10 | 7850 | 1.3 | 0.02 | 209 | 243 | 244 | 209 | 209 | 1c | 0 | 0 | 209 | 2.10E+11 | 8.08E+10 | 7850 | 5.066 | 0.029 | 209 | 2.10E+11 | 8.08E+10 | 7850 | 5.066 | 0.029
| 210 | -3.48 | 7.708 | -19.45 | 0 |  | 105.2 | 115 | 1.3 | 20 | Floater | No | 0 | 8.042e-05 | 0 | 0 | 3460000000 | 3460000000 | 3249000000 | 3249000000 | 0 | 0 | 2662000000 | 3.295e-05 | 16890000000 | 0.65 | N/A | Yes | BEM | Hydrodynamics | (with | Morison | drag) | 0 | 0 | 0 | 210 | 7.708 | -19.45 | -3.48 | 1 | 0 | 0 | 0 | 0 | [13 empty] | 210 | 244 | 245 | 210 | 210 | 1c | 0 | 0 | 210 | 2.10E+11 | 8.08E+10 | 7850 | 5.066 | 0.028 | 210 | 2.10E+11 | 8.08E+10 | 7850 | 5.066 | 0.028
| 211 | 5.04 | 12.99 | -16.44 | 0 |  | 106.1 | 115 | 1.3 | 20 | Floater | No | 0 | 8.042e-05 | 0 | 0 | 3460000000 | 3460000000 | 3249000000 | 3249000000 | 0 | 0 | 2662000000 | 3.295e-05 | 16890000000 | 0.65 | N/A | Yes | BEM | Hydrodynamics | (with | Morison | drag) | 0 | 0 | 0 | 211 | 12.99 | -16.44 | 5.04 | 1 | 0 | 0 | 0 | 0 | 106 | 115 | 116 | 106 | 106 | 1c | 0 | 106 | 2.10E+11 | 8.08E+10 | 7850 | 1.3 | 0.02 | 211 | 245 | 246 | 211 | 211 | 1c | 0 | 0 | 211 | 2.10E+11 | 8.08E+10 | 7850 | 5.066 | 0.027 | 211 | 2.10E+11 | 8.08E+10 | 7850 | 5.066 | 0.027
| 212 | -3.48 | 12.99 | -16.44 | 0 |  | 106.2 | 116 | 1.3 | 20 | Floater | No | 0 | 8.042e-05 | 0 | 0 | 3460000000 | 3460000000 | 3249000000 | 3249000000 | 0 | 0 | 2662000000 | 3.295e-05 | 16890000000 | 0.65 | N/A | Yes | BEM | Hydrodynamics | (with | Morison | drag) | 0 | 0 | 0 | 212 | 12.99 | -16.44 | -3.48 | 1 | 0 | 0 | 0 | 0 | [13 empty] | 212 | 246 | 247 | 212 | 212 | 1c | 0 | 0 | 212 | 2.10E+11 | 8.08E+10 | 7850 | 5.066 | 0.026 | 212 | 2.10E+11 | 8.08E+10 | 7850 | 5.066 | 0.026
| 213 | 5.04 | 12.99 | 0 | 0 |  | 107.1 | 116 | 1.3 | 20 | Floater | No | 0 | 8.042e-05 | 0 | 0 | 3460000000 | 3460000000 | 3249000000 | 3249000000 | 0 | 0 | 2662000000 | 3.295e-05 | 16890000000 | 0.65 | N/A | Yes | BEM | Hydrodynamics | (with | Morison | drag) | 0 | 0 | 0 | 213 | 12.99 | 0 | 5.04 | 1 | 0 | 0 | 0 | 0 | 107 | 116 | 117 | 107 | 107 | 1c | 0 | 107 | 2.10E+11 | 8.08E+10 | 7850 | 1.3 | 0.02 | 213 | 247 | 248 | 213 | 213 | 1c | 0 | 0 | 213 | 2.10E+11 | 8.08E+10 | 7850 | 5.066 | 0.025 | 213 | 2.10E+11 | 8.08E+10 | 7850 | 5.066 | 0.025
| 214 | -3.48 | 12.99 | 0 | 0 |  | 107.2 | 117 | 1.3 | 20 | Floater | No | 0 | 8.042e-05 | 0 | 0 | 3460000000 | 3460000000 | 3249000000 | 3249000000 | 0 | 0 | 2662000000 | 3.295e-05 | 16890000000 | 0.65 | N/A | Yes | BEM | Hydrodynamics | (with | Morison | drag) | 0 | 0 | 0 | 214 | 12.99 | 0 | -3.48 | 1 | 0 | 0 | 0 | 0 | [13 empty] | 214 | 248 | 249 | 214 | 214 | 1c | 0 | 0 | 214 | 2.10E+11 | 8.08E+10 | 7850 | 5.066 | 0.024 | 214 | 2.10E+11 | 8.08E+10 | 7850 | 5.066 | 0.024
| 215 | 5.04 | 12.99 | 16.4 | 0 |  | 108.1 | 117 | 1.3 | 20 | Floater | No | 0 | 8.042e-05 | 0 | 0 | 3460000000 | 3460000000 | 3249000000 | 3249000000 | 0 | 0 | 2662000000 | 3.295e-05 | 16890000000 | 0.65 | N/A | Yes | BEM | Hydrodynamics | (with | Morison | drag) | 0 | 0 | 0 | 215 | 12.99 | 16.4 | 5.04 | 1 | 0 | 0 | 0 | 0 | 108 | 117 | 118 | 108 | 108 | 1c | 0 | 108 | 2.10E+11 | 8.08E+10 | 7850 | 1.3 | 0.02 | 215 | 249 | 250 | 215 | 215 | 1c | 0 | 0 | 215 | 2.10E+11 | 8.08E+10 | 7850 | 5.066 | 0.024 | 215 | 2.10E+11 | 8.08E+10 | 7850 | 5.066 | 0.024
| 216 | -3.48 | 12.99 | 16.4 | 0 |  | 108.2 | 118 | 1.3 | 20 | Floater | No | 0 | 8.042e-05 | 0 | 0 | 3460000000 | 3460000000 | 3249000000 | 3249000000 | 0 | 0 | 2662000000 | 3.295e-05 | 16890000000 | 0.65 | N/A | Yes | BEM | Hydrodynamics | (with | Morison | drag) | 0 | 0 | 0 | 216 | 12.99 | 16.4 | -3.48 | 1 | 0 | 0 | 0 | 0 | [13 empty] | 216 | 250 | 251 | 216 | 216 | 1c | 0 | 0 | 216 | 2.10E+11 | 8.08E+10 | 7850 | 5.066 | 0.024 | 216 | 2.10E+11 | 8.08E+10 | 7850 | 5.066 | 0.024
| 217 | 6.06 | 1.97 | 3.412 | 0 |  | 109.1 | 118 | 1.3 | 20 | Floater | No | 0 | 8.042e-05 | 0 | 0 | 3460000000 | 3460000000 | 3249000000 | 3249000000 | 0 | 0 | 2662000000 | 3.295e-05 | 16890000000 | 0.65 | N/A | Yes | BEM | Hydrodynamics | (with | Morison | drag) | 0 | 0 | 0 | 217 | 1.97 | 3.412 | 6.06 | 1 | 0 | 0 | 0 | 0 | 109 | 118 | 119 | 109 | 109 | 1c | 0 | 109 | 2.10E+11 | 8.08E+10 | 7850 | 1.3 | 0.02 | 217 | 251 | 252 | 217 | 217 | 1c | 0 | 0 | 217 | 2.10E+11 | 8.08E+10 | 7850 | 5.066 | 0.024 | 217 | 2.10E+11 | 8.08E+10 | 7850 | 5.066 | 0.024
| 218 | -11.05 | 1.97 | 3.412 | 0 |  | 109.2 | 119 | 1.3 | 20 | Floater | No | 0 | 8.042e-05 | 0 | 0 | 3460000000 | 3460000000 | 3249000000 | 3249000000 | 0 | 0 | 2662000000 | 3.295e-05 | 16890000000 | 0.65 | N/A | Yes | BEM | Hydrodynamics | (with | Morison | drag) | 0 | 0 | 0 | 218 | 1.97 | 3.412 | -11.05 | 1 | 0 | 0 | 0 | 0 | [13 empty] | 218 | 252 | 253 | 218 | 218 | 1c | 0 | 0 | 218 | 2.10E+11 | 8.08E+10 | 7850 | 4.9204 | 0.02 | 218 | 2.10E+11 | 8.08E+10 | 7850 | 4.9204 | 0.02
| 219 | 6.06 | -3.94 | 0 | 0 |  | 110.1 | 119 | 1.3 | 20 | Floater | No | 0 | 8.042e-05 | 0 | 0 | 3460000000 | 3460000000 | 3249000000 | 3249000000 | 0 | 0 | 2662000000 | 3.295e-05 | 16890000000 | 0.65 | N/A | Yes | BEM | Hydrodynamics | (with | Morison | drag) | 0 | 0 | 0 | 219 | -3.94 | 0 | 6.06 | 1 | 0 | 0 | 0 | 0 | 110 | 119 | 120 | 110 | 110 | 1c | 0 | 110 | 2.10E+11 | 8.08E+10 | 7850 | 1.3 | 0.02 | 219 | 253 | 254 | 219 | 219 | 1c | 0 | 0 | 219 | 2.10E+11 | 8.08E+10 | 7850 | 4.7719 | 0.02 | 219 | 2.10E+11 | 8.08E+10 | 7850 | 4.7719 | 0.02
| 220 | -11.05 | -3.94 | 0 | 0 |  | 110.2 | 120 | 1.3 | 20 | Floater | No | 0 | 8.042e-05 | 0 | 0 | 3460000000 | 3460000000 | 3249000000 | 3249000000 | 0 | 0 | 2662000000 | 3.295e-05 | 16890000000 | 0.65 | N/A | Yes | BEM | Hydrodynamics | (with | Morison | drag) | 0 | 0 | 0 | 220 | -3.94 | 0 | -11.05 | 1 | 0 | 0 | 0 | 0 | [13 empty] | 220 | 254 | 255 | 220 | 220 | 1c | 0 | 0 | 220 | 2.10E+11 | 8.08E+10 | 7850 | 4.6234 | 0.019 | 220 | 2.10E+11 | 8.08E+10 | 7850 | 4.6234 | 0.019
| 221 | 6.06 | 1.97 | -3.412 | 0 |  | 111.1 | 28 | 1 | 15 | Floater | No | 0 | 4.642e-05 | 0 | 0 | 1182000000 | 1182000000 | 1875000000 | 1875000000 | 0 | 0 | 909900000 | 1.126e-05 | 9748000000 | 0.65 | N/A | Yes | BEM | Hydrodynamics | (with | Morison | drag) | 0 | 0 | 0 | 221 | 1.97 | -3.412 | 6.06 | 1 | 0 | 0 | 0 | 0 | 111 | 28 | 61 | 111 | 111 | 1c | 0 | 111 | 2.10E+11 | 8.08E+10 | 7850 | 1 | 0.015 | 221 | 255 | 256 | 221 | 221 | 1c | 0 | 0 | 221 | 2.10E+11 | 8.08E+10 | 7850 | 4.4749 | 0.019 | 221 | 2.10E+11 | 8.08E+10 | 7850 | 4.4749 | 0.019
| 222 | -11.05 | 1.97 | -3.412 | 0 |  | 111.2 | 61 | 1 | 15 | Floater | No | 0 | 4.642e-05 | 0 | 0 | 1182000000 | 1182000000 | 1875000000 | 1875000000 | 0 | 0 | 909900000 | 1.126e-05 | 9748000000 | 0.65 | N/A | Yes | BEM | Hydrodynamics | (with | Morison | drag) | 0 | 0 | 0 | 222 | 1.97 | -3.412 | -11.05 | 1 | 0 | 0 | 0 | 0 | [13 empty] | 222 | 256 | 257 | 222 | 222 | 1c | 0 | 0 | 222 | 2.10E+11 | 8.08E+10 | 7850 | 4.3265 | 0.018 | 222 | 2.10E+11 | 8.08E+10 | 7850 | 4.3265 | 0.018
| 223 | -3 | -29.517 | -3.536 | 0 | TLM1 | 112.1 | 28 | 1 | 15 | Floater | No | 0 | 4.642e-05 | 0 | 0 | 1182000000 | 1182000000 | 1875000000 | 1875000000 | 0 | 0 | 909900000 | 1.126e-05 | 9748000000 | 0.65 | N/A | Yes | BEM | Hydrodynamics | (with | Morison | drag) | 0 | 0 | 0 | 223 | -29.517 | -3.536 | -3 | 1 | 0 | 0 | 0 | 0 | 112 | 28 | 99 | 112 | 112 | 1c | 0 | 112 | 2.10E+11 | 8.08E+10 | 7850 | 1 | 0.015 | 223 | 86 | 58 | 223 | 223 | 1c | 0 | 0 | 223 | 2.10E+11 | 8.08E+10 | 7850 | 1 | 0.02 | 223 | 2.10E+11 | 8.08E+10 | 1 | 1 | 0.02
| 224 | -3 | -29.517 | 3.536 | 0 | TLM1 | 112.2 | 99 | 1 | 15 | Floater | No | 0 | 4.642e-05 | 0 | 0 | 1182000000 | 1182000000 | 1875000000 | 1875000000 | 0 | 0 | 909900000 | 1.126e-05 | 9748000000 | 0.65 | N/A | Yes | BEM | Hydrodynamics | (with | Morison | drag) | 0 | 0 | 0 | 224 | -29.517 | 3.536 | -3 | 1 | 0 | 0 | 0 | 0 | [13 empty] | 224 | 274 | 181 | 224 | 224 | 1c | 0 | 0 | 224 | 2.10E+11 | 8.08E+10 | 7850 | 1 | 0.03 | 224 | 2.10E+11 | 8.08E+10 | 1 | 1 | 0.03
| 225 | -3 | 11.696 | 26.786 | 0 | TLM1 | 113.1 | 28 | 1 | 15 | Floater | No | 0 | 4.642e-05 | 0 | 0 | 1182000000 | 1182000000 | 1875000000 | 1875000000 | 0 | 0 | 909900000 | 1.126e-05 | 9748000000 | 0.65 | N/A | Yes | BEM | Hydrodynamics | (with | Morison | drag) | 0 | 0 | 0 | 225 | 11.696 | 26.786 | -3 | 1 | 0 | 0 | 0 | 0 | 113 | 28 | 100 | 113 | 113 | 1c | 0 | 113 | 2.10E+11 | 8.08E+10 | 7850 | 1 | 0.015 | 225 | 181 | 182 | 225 | 225 | 1c | 0 | 0 | 225 | 2.10E+11 | 8.08E+10 | 7850 | 1 | 0.03 | 225 | 2.10E+11 | 8.08E+10 | 1 | 1 | 0.03
| 226 | -3 | 17.82 | 23.794 | 0 | TLM1 | 113.2 | 100 | 1 | 15 | Floater | No | 0 | 4.642e-05 | 0 | 0 | 1182000000 | 1182000000 | 1875000000 | 1875000000 | 0 | 0 | 909900000 | 1.126e-05 | 9748000000 | 0.65 | N/A | Yes | BEM | Hydrodynamics | (with | Morison | drag) | 0 | 0 | 0 | 226 | 17.82 | 23.794 | -3 | 1 | 0 | 0 | 0 | 0 | [13 empty] | 226 | 182 | 271 | 226 | 226 | 1c | 0 | 0 | 226 | 2.10E+11 | 8.08E+10 | 7850 | 1 | 0.03 | 226 | 2.10E+11 | 8.08E+10 | 1 | 1 | 0.03
| 227 | -3 | 17.82 | -23.794 | 0 | TLM1 | 114.1 | 43 | 1 | 15 | Floater | No | 0 | 4.642e-05 | 0 | 0 | 1182000000 | 1182000000 | 1875000000 | 1875000000 | 0 | 0 | 909900000 | 1.126e-05 | 9748000000 | 0.65 | N/A | Yes | BEM | Hydrodynamics | (with | Morison | drag) | 0 | 0 | 0 | 227 | 17.82 | -23.794 | -3 | 1 | 0 | 0 | 0 | 0 | 114 | 43 | 73 | 114 | 114 | 1c | 0 | 114 | 2.10E+11 | 8.08E+10 | 7850 | 1 | 0.015 | 227 | 275 | 183 | 227 | 227 | 1c | 0 | 0 | 227 | 2.10E+11 | 8.08E+10 | 7850 | 1 | 0.03 | 227 | 2.10E+11 | 8.08E+10 | 1 | 1 | 0.03
| 228 | -3 | 11.696 | -26.786 | 0 | TLM1 | 114.2 | 73 | 1 | 15 | Floater | No | 0 | 4.642e-05 | 0 | 0 | 1182000000 | 1182000000 | 1875000000 | 1875000000 | 0 | 0 | 909900000 | 1.126e-05 | 9748000000 | 0.65 | N/A | Yes | BEM | Hydrodynamics | (with | Morison | drag) | 0 | 0 | 0 | 228 | 11.696 | -26.786 | -3 | 1 | 0 | 0 | 0 | 0 | [13 empty] | 228 | 183 | 184 | 228 | 228 | 1c | 0 | 0 | 228 | 2.10E+11 | 8.08E+10 | 7850 | 1 | 0.03 | 228 | 2.10E+11 | 8.08E+10 | 1 | 1 | 0.03
1 | 229 | 12 | 0 | 0 | 7439.2 |  | 115.1 | 43 | 1 | 15 | Floater | No | 0 | 4.642e-05 | 0 | 0 | 1182000000 | 1182000000 | 1875000000 | 1875000000 | 0 | 0 | 909900000 | 1.126e-05 | 9748000000 | 0.65 | N/A | Yes | BEM | Hydrodynamics | (with | Morison | drag) | 0 | 0 | 0 | 229 | 0 | 0 | 12 | 1 | 0 | 0 | 0 | 0 | 115 | 43 | 74 | 115 | 115 | 1c | 0 | 115 | 2.10E+11 | 8.08E+10 | 7850 | 1 | 0.015 | 229 | 184 | 272 | 229 | 229 | 1c | 0 | 0 | 229 | 2.10E+11 | 8.08E+10 | 7850 | 1 | 0.03 | 229 | 2.10E+11 | 8.08E+10 | 1 | 1 | 0.03
2 | 230 | 12.3 | 0 | 0 | 0 |  | 115.2 | 74 | 1 | 15 | Floater | No | 0 | 4.642e-05 | 0 | 0 | 1182000000 | 1182000000 | 1875000000 | 1875000000 | 0 | 0 | 909900000 | 1.126e-05 | 9748000000 | 0.65 | N/A | Yes | BEM | Hydrodynamics | (with | Morison | drag) | 0 | 0 | 0 | 230 | 0 | 0 | 12.3 | 1 | 0 | 0 | 0 | 0 | [13 empty] | 230 | 276 | 185 | 230 | 230 | 1c | 0 | 0 | 230 | 2.10E+11 | 8.08E+10 | 7850 | 1 | 0.03 | 230 | 2.10E+11 | 8.08E+10 | 1 | 1 | 0.03
3 | 231 | 14.4 | 0 | 0 | 0 |  | 116.1 | 43 | 1 | 15 | Floater | No | 0 | 4.642e-05 | 0 | 0 | 1182000000 | 1182000000 | 1875000000 | 1875000000 | 0 | 0 | 909900000 | 1.126e-05 | 9748000000 | 0.65 | N/A | Yes | BEM | Hydrodynamics | (with | Morison | drag) | 0 | 0 | 0 | 231 | 0 | 0 | 14.4 | 1 | 0 | 0 | 0 | 0 | 116 | 43 | 113 | 116 | 116 | 1c | 0 | 116 | 2.10E+11 | 8.08E+10 | 7850 | 1 | 0.015 | 231 | 185 | 186 | 231 | 231 | 1c | 0 | 0 | 231 | 2.10E+11 | 8.08E+10 | 7850 | 1 | 0.03 | 231 | 2.10E+11 | 8.08E+10 | 1 | 1 | 0.03
4 | 232 | 16.5 | 0 | 0 | 0 |  | 116.2 | 113 | 1 | 15 | Floater | No | 0 | 4.642e-05 | 0 | 0 | 1182000000 | 1182000000 | 1875000000 | 1875000000 | 0 | 0 | 909900000 | 1.126e-05 | 9748000000 | 0.65 | N/A | Yes | BEM | Hydrodynamics | (with | Morison | drag) | 0 | 0 | 0 | 232 | 0 | 0 | 16.5 | 1 | 0 | 0 | 0 | 0 | [13 empty] | 232 | 186 | 273 | 232 | 232 | 1c | 0 | 0 | 232 | 2.10E+11 | 8.08E+10 | 7850 | 1 | 0.03 | 232 | 2.10E+11 | 8.08E+10 | 1 | 1 | 0.03
5 | 233 | 18.6 | 0 | 0 | 0 |  | 117.1 | 58 | 1 | 15 | Floater | No | 0 | 4.642e-05 | 0 | 0 | 1182000000 | 1182000000 | 1875000000 | 1875000000 | 0 | 0 | 909900000 | 1.126e-05 | 9748000000 | 0.65 | N/A | Yes | BEM | Hydrodynamics | (with | Morison | drag) | 0 | 0 | 0 | 233 | 0 | 0 | 18.6 | 1 | 0 | 0 | 0 | 0 | 117 | 58 | 87 | 117 | 117 | 1c | 0 | 117 | 2.10E+11 | 8.08E+10 | 7850 | 1 | 0.015 | 233 | 63 | 187 | 233 | 233 | 1c | 0 | 0 | 233 | 2.10E+11 | 8.08E+10 | 7850 | 0.8 | 0.015 | 233 | 2.10E+11 | 8.08E+10 | 1 | 0.8 | 0.015
6 | 234 | 20.7 | 0 | 0 | 0 |  | 117.2 | 87 | 1 | 15 | Floater | No | 0 | 4.642e-05 | 0 | 0 | 1182000000 | 1182000000 | 1875000000 | 1875000000 | 0 | 0 | 909900000 | 1.126e-05 | 9748000000 | 0.65 | N/A | Yes | BEM | Hydrodynamics | (with | Morison | drag) | 0 | 0 | 0 | 234 | 0 | 0 | 20.7 | 1 | 0 | 0 | 0 | 0 | [13 empty] | 234 | 187 | 188 | 234 | 234 | 1c | 0 | 0 | 234 | 2.10E+11 | 8.08E+10 | 7850 | 0.8 | 0.015 | 234 | 2.10E+11 | 8.08E+10 | 1 | 0.8 | 0.015
7 | 235 | 22.8 | 0 | 0 | 0 |  | 118.1 | 58 | 1 | 15 | Floater | No | 0 | 4.642e-05 | 0 | 0 | 1182000000 | 1182000000 | 1875000000 | 1875000000 | 0 | 0 | 909900000 | 1.126e-05 | 9748000000 | 0.65 | N/A | Yes | BEM | Hydrodynamics | (with | Morison | drag) | 0 | 0 | 0 | 235 | 0 | 0 | 22.8 | 1 | 0 | 0 | 0 | 0 | 118 | 58 | 120 | 118 | 118 | 1c | 0 | 118 | 2.10E+11 | 8.08E+10 | 7850 | 1 | 0.015 | 235 | 188 | 126 | 235 | 235 | 1c | 0 | 0 | 235 | 2.10E+11 | 8.08E+10 | 7850 | 0.8 | 0.015 | 235 | 2.10E+11 | 8.08E+10 | 1 | 0.8 | 0.015
8 | 236 | 25.4 | 0 | 0 | 0 |  | 118.2 | 120 | 1 | 15 | Floater | No | 0 | 4.642e-05 | 0 | 0 | 1182000000 | 1182000000 | 1875000000 | 1875000000 | 0 | 0 | 909900000 | 1.126e-05 | 9748000000 | 0.65 | N/A | Yes | BEM | Hydrodynamics | (with | Morison | drag) | 0 | 0 | 0 | 236 | 0 | 0 | 25.4 | 1 | 0 | 0 | 0 | 0 | [13 empty] | 236 | 71 | 189 | 236 | 236 | 1c | 0 | 0 | 236 | 2.10E+11 | 8.08E+10 | 7850 | 0.8 | 0.015 | 236 | 2.10E+11 | 8.08E+10 | 1 | 0.8 | 0.015
9 | 237 | 28 | 0 | 0 | 0 |  | 119.1 | 13 | 1.3 | 20 | Floater | No | 0 | 8.042e-05 | 0 | 0 | 3460000000 | 3460000000 | 3249000000 | 3249000000 | 0 | 0 | 2662000000 | 3.295e-05 | 16890000000 | 0.65 | N/A | Yes | BEM | Hydrodynamics | (with | Morison | drag) | 0 | 0 | 0 | 237 | 0 | 0 | 28 | 1 | 0 | 0 | 0 | 0 | 119 | 13 | 106 | 119 | 119 | 1c | 0 | 119 | 2.10E+11 | 8.08E+10 | 7850 | 1.3 | 0.02 | 237 | 189 | 190 | 237 | 237 | 1c | 0 | 0 | 237 | 2.10E+11 | 8.08E+10 | 7850 | 0.8 | 0.015 | 237 | 2.10E+11 | 8.08E+10 | 1 | 0.8 | 0.015
10 | 238 | 30.6 | 0 | 0 | 0 |  | 119.2 | 106 | 1.3 | 20 | Floater | No | 0 | 8.042e-05 | 0 | 0 | 3460000000 | 3460000000 | 3249000000 | 3249000000 | 0 | 0 | 2662000000 | 3.295e-05 | 16890000000 | 0.65 | N/A | Yes | BEM | Hydrodynamics | (with | Morison | drag) | 0 | 0 | 0 | 238 | 0 | 0 | 30.6 | 1 | 0 | 0 | 0 | 0 | [13 empty] | 238 | 190 | 128 | 238 | 238 | 1c | 0 | 0 | 238 | 2.10E+11 | 8.08E+10 | 7850 | 0.8 | 0.015 | 238 | 2.10E+11 | 8.08E+10 | 1 | 0.8 | 0.015
11 | 239 | 33.2 | 0 | 0 | 0 |  | 120.1 | 13 | 1.3 | 20 | Floater | No | 0 | 8.042e-05 | 0 | 0 | 3460000000 | 3460000000 | 3249000000 | 3249000000 | 0 | 0 | 2662000000 | 3.295e-05 | 16890000000 | 0.65 | N/A | Yes | BEM | Hydrodynamics | (with | Morison | drag) | 0 | 0 | 0 | 239 | 0 | 0 | 33.2 | 1 | 0 | 0 | 0 | 0 | 120 | 13 | 107 | 120 | 120 | 1c | 0 | 120 | 2.10E+11 | 8.08E+10 | 7850 | 1.3 | 0.02 | 239 | 76 | 191 | 239 | 239 | 1c | 0 | 0 | 239 | 2.10E+11 | 8.08E+10 | 7850 | 0.8 | 0.015 | 239 | 2.10E+11 | 8.08E+10 | 1 | 0.8 | 0.015
12 | 240 | 35.75 | 0 | 0 | 3441.1 |  | 120.2 | 107 | 1.3 | 20 | Floater | No | 0 | 8.042e-05 | 0 | 0 | 3460000000 | 3460000000 | 3249000000 | 3249000000 | 0 | 0 | 2662000000 | 3.295e-05 | 16890000000 | 0.65 | N/A | Yes | BEM | Hydrodynamics | (with | Morison | drag) | 0 | 0 | 0 | 240 | 0 | 0 | 35.75 | 1 | 0 | 0 | 0 | 0 | [13 empty] | 240 | 191 | 192 | 240 | 240 | 1c | 0 | 0 | 240 | 2.10E+11 | 8.08E+10 | 7850 | 0.8 | 0.015 | 240 | 2.10E+11 | 8.08E+10 | 1 | 0.8 | 0.015
13 | 241 | 36 | 0 | 0 | 3441.1 |  | 121.1 | 13 | 1.3 | 20 | Floater | No | 0 | 8.042e-05 | 0 | 0 | 3460000000 | 3460000000 | 3249000000 | 3249000000 | 0 | 0 | 2662000000 | 3.295e-05 | 16890000000 | 0.65 | N/A | Yes | BEM | Hydrodynamics | (with | Morison | drag) | 0 | 0 | 0 | 241 | 0 | 0 | 36 | 1 | 0 | 0 | 0 | 0 | 121 | 13 | 114 | 121 | 121 | 1c | 0 | 121 | 2.10E+11 | 8.08E+10 | 7850 | 1.3 | 0.02 | 241 | 192 | 139 | 241 | 241 | 1c | 0 | 0 | 241 | 2.10E+11 | 8.08E+10 | 7850 | 0.8 | 0.015 | 241 | 2.10E+11 | 8.08E+10 | 1 | 0.8 | 0.015
14 | 242 | 36.25 | 0 | 0 | 0 |  | 121.2 | 114 | 1.3 | 20 | Floater | No | 0 | 8.042e-05 | 0 | 0 | 3460000000 | 3460000000 | 3249000000 | 3249000000 | 0 | 0 | 2662000000 | 3.295e-05 | 16890000000 | 0.65 | N/A | Yes | BEM | Hydrodynamics | (with | Morison | drag) | 0 | 0 | 0 | 242 | 0 | 0 | 36.25 | 1 | 0 | 0 | 0 | 0 | [13 empty] | 242 | 84 | 193 | 242 | 242 | 1c | 0 | 0 | 242 | 2.10E+11 | 8.08E+10 | 7850 | 0.8 | 0.015 | 242 | 2.10E+11 | 8.08E+10 | 1 | 0.8 | 0.015
15 | 243 | 38.75 | 0 | 0 | 0 |  | 122.1 | 17 | 1 | 20 | Floater | No | 0 | 6.158e-05 | 0 | 0 | 1553000000 | 1553000000 | 2488000000 | 2488000000 | 0 | 0 | 1195000000 | 1.479e-05 | 12930000000 | 0.65 | N/A | Yes | BEM | Hydrodynamics | (with | Morison | drag) | 0 | 0 | 0 | 243 | 0 | 0 | 38.75 | 1 | 0 | 0 | 0 | 0 | 122 | 17 | 121 | 122 | 122 | 1c | 0 | 122 | 2.10E+11 | 8.08E+10 | 7850 | 1 | 0.02 | 243 | 193 | 194 | 243 | 243 | 1c | 0 | 0 | 243 | 2.10E+11 | 8.08E+10 | 7850 | 0.8 | 0.015 | 243 | 2.10E+11 | 8.08E+10 | 1 | 0.8 | 0.015
16 | 244 | 41.3 | 0 | 0 | 0 |  | 122.2 | 121 | 1 | 20 | Floater | No | 0 | 6.158e-05 | 0 | 0 | 1553000000 | 1553000000 | 2488000000 | 2488000000 | 0 | 0 | 1195000000 | 1.479e-05 | 12930000000 | 0.65 | N/A | Yes | BEM | Hydrodynamics | (with | Morison | drag) | 0 | 0 | 0 | 244 | 0 | 0 | 41.3 | 1 | 0 | 0 | 0 | 0 | [13 empty] | 244 | 194 | 141 | 244 | 244 | 1c | 0 | 0 | 244 | 2.10E+11 | 8.08E+10 | 7850 | 0.8 | 0.015 | 244 | 2.10E+11 | 8.08E+10 | 1 | 0.8 | 0.015
17 | 245 | 43.85 | 0 | 0 | 0 |  | 123.1 | 121 | 1 | 20 | Floater | No | 0 | 6.158e-05 | 0 | 0 | 1553000000 | 1553000000 | 2488000000 | 2488000000 | 0 | 0 | 1195000000 | 1.479e-05 | 12930000000 | 0.65 | N/A | Yes | BEM | Hydrodynamics | (with | Morison | drag) | 0 | 0 | 0 | 245 | 0 | 0 | 43.85 | 1 | 0 | 0 | 0 | 0 | 123 | 121 | 122 | 123 | 123 | 1c | 0 | 123 | 2.10E+11 | 8.08E+10 | 7850 | 1 | 0.02 | 245 | 89 | 195 | 245 | 245 | 1c | 0 | 0 | 245 | 2.10E+11 | 8.08E+10 | 7850 | 0.8 | 0.015 | 245 | 2.10E+11 | 8.08E+10 | 1 | 0.8 | 0.015
18 | 246 | 46.4 | 0 | 0 | 0 |  | 123.2 | 122 | 1 | 20 | Floater | No | 0 | 6.158e-05 | 0 | 0 | 1553000000 | 1553000000 | 2488000000 | 2488000000 | 0 | 0 | 1195000000 | 1.479e-05 | 12930000000 | 0.65 | N/A | Yes | BEM | Hydrodynamics | (with | Morison | drag) | 0 | 0 | 0 | 246 | 0 | 0 | 46.4 | 1 | 0 | 0 | 0 | 0 | [13 empty] | 246 | 195 | 196 | 246 | 246 | 1c | 0 | 0 | 246 | 2.10E+11 | 8.08E+10 | 7850 | 0.8 | 0.015 | 246 | 2.10E+11 | 8.08E+10 | 1 | 0.8 | 0.015
19 | 247 | 48.95 | 0 | 0 | 0 |  | 124.1 | 122 | 1 | 20 | Floater | No | 0 | 6.158e-05 | 0 | 0 | 1553000000 | 1553000000 | 2488000000 | 2488000000 | 0 | 0 | 1195000000 | 1.479e-05 | 12930000000 | 0.65 | N/A | Yes | BEM | Hydrodynamics | (with | Morison | drag) | 0 | 0 | 0 | 247 | 0 | 0 | 48.95 | 1 | 0 | 0 | 0 | 0 | 124 | 122 | 123 | 124 | 124 | 1c | 0 | 124 | 2.10E+11 | 8.08E+10 | 7850 | 1 | 0.02 | 247 | 196 | 152 | 247 | 247 | 1c | 0 | 0 | 247 | 2.10E+11 | 8.08E+10 | 7850 | 0.8 | 0.015 | 247 | 2.10E+11 | 8.08E+10 | 1 | 0.8 | 0.015
20 | 248 | 51.5 | 0 | 0 | 0 |  | 124.2 | 123 | 1 | 20 | Floater | No | 0 | 6.158e-05 | 0 | 0 | 1553000000 | 1553000000 | 2488000000 | 2488000000 | 0 | 0 | 1195000000 | 1.479e-05 | 12930000000 | 0.65 | N/A | Yes | BEM | Hydrodynamics | (with | Morison | drag) | 0 | 0 | 0 | 248 | 0 | 0 | 51.5 | 1 | 0 | 0 | 0 | 0 | [13 empty] | 248 | 97 | 197 | 248 | 248 | 1c | 0 | 0 | 248 | 2.10E+11 | 8.08E+10 | 7850 | 0.8 | 0.015 | 248 | 2.10E+11 | 8.08E+10 | 1 | 0.8 | 0.015
21 | 249 | 54 | 0 | 0 | 3146.1 |  | 125.1 | 123 | 1 | 20 | Floater | No | 0 | 6.158e-05 | 0 | 0 | 1553000000 | 1553000000 | 2488000000 | 2488000000 | 0 | 0 | 1195000000 | 1.479e-05 | 12930000000 | 0.65 | N/A | Yes | BEM | Hydrodynamics | (with | Morison | drag) | 0 | 0 | 0 | 249 | 0 | 0 | 54 | 1 | 0 | 0 | 0 | 0 | 125 | 123 | 124 | 125 | 125 | 1c | 0 | 125 | 2.10E+11 | 8.08E+10 | 7850 | 1 | 0.02 | 249 | 197 | 198 | 249 | 249 | 1c | 0 | 0 | 249 | 2.10E+11 | 8.08E+10 | 7850 | 0.8 | 0.015 | 249 | 2.10E+11 | 8.08E+10 | 1 | 0.8 | 0.015
22 | 250 | 54.225 | 0 | 0 | 3146.1 |  | 125.2 | 124 | 1 | 20 | Floater | No | 0 | 6.158e-05 | 0 | 0 | 1553000000 | 1553000000 | 2488000000 | 2488000000 | 0 | 0 | 1195000000 | 1.479e-05 | 12930000000 | 0.65 | N/A | Yes | BEM | Hydrodynamics | (with | Morison | drag) | 0 | 0 | 0 | 250 | 0 | 0 | 54.225 | 1 | 0 | 0 | 0 | 0 | [13 empty] | 250 | 198 | 154 | 250 | 250 | 1c | 0 | 0 | 250 | 2.10E+11 | 8.08E+10 | 7850 | 0.8 | 0.015 | 250 | 2.10E+11 | 8.08E+10 | 1 | 0.8 | 0.015
23 | 251 | 54.45 | 0 | 0 | 0 |  | 126.1 | 124 | 1 | 20 | Floater | No | 0 | 6.158e-05 | 0 | 0 | 1553000000 | 1553000000 | 2488000000 | 2488000000 | 0 | 0 | 1195000000 | 1.479e-05 | 12930000000 | 0.65 | N/A | Yes | BEM | Hydrodynamics | (with | Morison | drag) | 0 | 0 | 0 | 251 | 0 | 0 | 54.45 | 1 | 0 | 0 | 0 | 0 | 126 | 124 | 125 | 126 | 126 | 1c | 0 | 126 | 2.10E+11 | 8.08E+10 | 7850 | 1 | 0.02 | 251 | 62 | 199 | 251 | 251 | 1c | 0 | 0 | 251 | 2.10E+11 | 8.08E+10 | 7850 | 0.5 | 0.01 | 251 | 2.10E+11 | 8.08E+10 | 1 | 0.5 | 0.01
24 | 252 | 56.95 | 0 | 0 | 0 |  | 126.2 | 125 | 1 | 20 | Floater | No | 0 | 6.158e-05 | 0 | 0 | 1553000000 | 1553000000 | 2488000000 | 2488000000 | 0 | 0 | 1195000000 | 1.479e-05 | 12930000000 | 0.65 | N/A | Yes | BEM | Hydrodynamics | (with | Morison | drag) | 0 | 0 | 0 | 252 | 0 | 0 | 56.95 | 1 | 0 | 0 | 0 | 0 | [13 empty] | 252 | 199 | 200 | 252 | 252 | 1c | 0 | 0 | 252 | 2.10E+11 | 8.08E+10 | 7850 | 0.5 | 0.01 | 252 | 2.10E+11 | 8.08E+10 | 1 | 0.5 | 0.01
25 | 253 | 59.5 | 0 | 0 | 0 |  | 127.1 | 125 | 1 | 20 | Floater | No | 0 | 6.158e-05 | 0 | 0 | 1553000000 | 1553000000 | 2488000000 | 2488000000 | 0 | 0 | 1195000000 | 1.479e-05 | 12930000000 | 0.65 | N/A | Yes | BEM | Hydrodynamics | (with | Morison | drag) | 0 | 0 | 0 | 253 | 0 | 0 | 59.5 | 1 | 0 | 0 | 0 | 0 | 127 | 125 | 126 | 127 | 127 | 1c | 0 | 127 | 2.10E+11 | 8.08E+10 | 7850 | 1 | 0.02 | 253 | 200 | 122 | 253 | 253 | 1c | 0 | 0 | 253 | 2.10E+11 | 8.08E+10 | 7850 | 0.5 | 0.01 | 253 | 2.10E+11 | 8.08E+10 | 1 | 0.5 | 0.01
26 | 254 | 62.05 | 0 | 0 | 0 |  | 127.2 | 126 | 1 | 20 | Floater | No | 0 | 6.158e-05 | 0 | 0 | 1553000000 | 1553000000 | 2488000000 | 2488000000 | 0 | 0 | 1195000000 | 1.479e-05 | 12930000000 | 0.65 | N/A | Yes | BEM | Hydrodynamics | (with | Morison | drag) | 0 | 0 | 0 | 254 | 0 | 0 | 62.05 | 1 | 0 | 0 | 0 | 0 | [13 empty] | 254 | 67 | 201 | 254 | 254 | 1c | 0 | 0 | 254 | 2.10E+11 | 8.08E+10 | 7850 | 0.5 | 0.01 | 254 | 2.10E+11 | 8.08E+10 | 1 | 0.5 | 0.01
27 | 255 | 64.6 | 0 | 0 | 0 |  | 128.1 | 126 | 1 | 20 | Floater | No | 0 | 6.158e-05 | 0 | 0 | 1553000000 | 1553000000 | 2488000000 | 2488000000 | 0 | 0 | 1195000000 | 1.479e-05 | 12930000000 | 0.65 | N/A | Yes | BEM | Hydrodynamics | (with | Morison | drag) | 0 | 0 | 0 | 255 | 0 | 0 | 64.6 | 1 | 0 | 0 | 0 | 0 | 128 | 126 | 127 | 128 | 128 | 1c | 0 | 128 | 2.10E+11 | 8.08E+10 | 7850 | 1 | 0.02 | 255 | 201 | 202 | 255 | 255 | 1c | 0 | 0 | 255 | 2.10E+11 | 8.08E+10 | 7850 | 0.5 | 0.01 | 255 | 2.10E+11 | 8.08E+10 | 1 | 0.5 | 0.01
28 | 256 | 67.15 | 0 | 0 | 0 |  | 128.2 | 127 | 1 | 20 | Floater | No | 0 | 6.158e-05 | 0 | 0 | 1553000000 | 1553000000 | 2488000000 | 2488000000 | 0 | 0 | 1195000000 | 1.479e-05 | 12930000000 | 0.65 | N/A | Yes | BEM | Hydrodynamics | (with | Morison | drag) | 0 | 0 | 0 | 256 | 0 | 0 | 67.15 | 1 | 0 | 0 | 0 | 0 | [13 empty] | 256 | 202 | 127 | 256 | 256 | 1c | 0 | 0 | 256 | 2.10E+11 | 8.08E+10 | 7850 | 0.5 | 0.01 | 256 | 2.10E+11 | 8.08E+10 | 1 | 0.5 | 0.01
29 | 257 | 69.7 | 0 | 0 | 0 |  | 129.1 | 127 | 1 | 20 | Floater | No | 0 | 6.158e-05 | 0 | 0 | 1553000000 | 1553000000 | 2488000000 | 2488000000 | 0 | 0 | 1195000000 | 1.479e-05 | 12930000000 | 0.65 | N/A | Yes | BEM | Hydrodynamics | (with | Morison | drag) | 0 | 0 | 0 | 257 | 0 | 0 | 69.7 | 1 | 0 | 0 | 0 | 0 | 129 | 127 | 128 | 129 | 129 | 1c | 0 | 129 | 2.10E+11 | 8.08E+10 | 7850 | 1 | 0.02 | 257 | 72 | 203 | 257 | 257 | 1c | 0 | 0 | 257 | 2.10E+11 | 8.08E+10 | 7850 | 0.5 | 0.01 | 257 | 2.10E+11 | 8.08E+10 | 1 | 0.5 | 0.01
30 | 258 | 72.25 | 0 | 0 | 0 |  | 129.2 | 128 | 1 | 20 | Floater | No | 0 | 6.158e-05 | 0 | 0 | 1553000000 | 1553000000 | 2488000000 | 2488000000 | 0 | 0 | 1195000000 | 1.479e-05 | 12930000000 | 0.65 | N/A | Yes | BEM | Hydrodynamics | (with | Morison | drag) | 0 | 0 | 0 | 258 | 0 | 0 | 72.25 | 1 | 0 | 0 | 0 | 0 | [13 empty] | 258 | 203 | 204 | 258 | 258 | 1c | 0 | 0 | 258 | 2.10E+11 | 8.08E+10 | 7850 | 0.5 | 0.01 | 258 | 2.10E+11 | 8.08E+10 | 1 | 0.5 | 0.01
31 | 259 | 74.8 | 0 | 0 | 0 |  | 130.1 | 128 | 1 | 20 | Floater | No | 0 | 6.158e-05 | 0 | 0 | 1553000000 | 1553000000 | 2488000000 | 2488000000 | 0 | 0 | 1195000000 | 1.479e-05 | 12930000000 | 0.65 | N/A | Yes | BEM | Hydrodynamics | (with | Morison | drag) | 0 | 0 | 0 | 259 | 0 | 0 | 74.8 | 1 | 0 | 0 | 0 | 0 | 130 | 128 | 129 | 130 | 130 | 1c | 0 | 130 | 2.10E+11 | 8.08E+10 | 7850 | 1 | 0.02 | 259 | 204 | 132 | 259 | 259 | 1c | 0 | 0 | 259 | 2.10E+11 | 8.08E+10 | 7850 | 0.5 | 0.015 | 259 | 2.10E+11 | 8.08E+10 | 1 | 0.5 | 0.015
32 | 260 | 77.35 | 0 | 0 | 0 |  | 130.2 | 129 | 1 | 20 | Floater | No | 0 | 6.158e-05 | 0 | 0 | 1553000000 | 1553000000 | 2488000000 | 2488000000 | 0 | 0 | 1195000000 | 1.479e-05 | 12930000000 | 0.65 | N/A | Yes | BEM | Hydrodynamics | (with | Morison | drag) | 0 | 0 | 0 | 260 | 0 | 0 | 77.35 | 1 | 0 | 0 | 0 | 0 | [13 empty] | 260 | 75 | 205 | 260 | 260 | 1c | 0 | 0 | 260 | 2.10E+11 | 8.08E+10 | 7850 | 0.5 | 0.01 | 260 | 2.10E+11 | 8.08E+10 | 1 | 0.5 | 0.01
33 | 261 | 79.9 | 0 | 0 | 0 |  | 131.1 | 129 | 1 | 20 | Floater | No | 0 | 6.158e-05 | 0 | 0 | 1553000000 | 1553000000 | 2488000000 | 2488000000 | 0 | 0 | 1195000000 | 1.479e-05 | 12930000000 | 0.65 | N/A | Yes | BEM | Hydrodynamics | (with | Morison | drag) | 0 | 0 | 0 | 261 | 0 | 0 | 79.9 | 1 | 0 | 0 | 0 | 0 | 131 | 129 | 130 | 131 | 131 | 1c | 0 | 131 | 2.10E+11 | 8.08E+10 | 7850 | 1 | 0.02 | 261 | 205 | 206 | 261 | 261 | 1c | 0 | 0 | 261 | 2.10E+11 | 8.08E+10 | 7850 | 0.5 | 0.01 | 261 | 2.10E+11 | 8.08E+10 | 1 | 0.5 | 0.01
34 | 262 | 82.226 | 0 | 0 | 0 |  | 131.2 | 130 | 1 | 20 | Floater | No | 0 | 6.158e-05 | 0 | 0 | 1553000000 | 1553000000 | 2488000000 | 2488000000 | 0 | 0 | 1195000000 | 1.479e-05 | 12930000000 | 0.65 | N/A | Yes | BEM | Hydrodynamics | (with | Morison | drag) | 0 | 0 | 0 | 262 | 0 | 0 | 82.226 | 1 | 0 | 0 | 0 | 0 | [13 empty] | 262 | 206 | 135 | 262 | 262 | 1c | 0 | 0 | 262 | 2.10E+11 | 8.08E+10 | 7850 | 0.5 | 0.01 | 262 | 2.10E+11 | 8.08E+10 | 1 | 0.5 | 0.01
35 | 263 | 84.552 | 0 | 0 | 0 |  | 132.1 | 130 | 1 | 20 | Floater | No | 0 | 6.158e-05 | 0 | 0 | 1553000000 | 1553000000 | 2488000000 | 2488000000 | 0 | 0 | 1195000000 | 1.479e-05 | 12930000000 | 0.65 | N/A | Yes | BEM | Hydrodynamics | (with | Morison | drag) | 0 | 0 | 0 | 263 | 0 | 0 | 84.552 | 1 | 0 | 0 | 0 | 0 | 132 | 130 | 131 | 132 | 132 | 1c | 0 | 132 | 2.10E+11 | 8.08E+10 | 7850 | 1 | 0.02 | 263 | 80 | 207 | 263 | 263 | 1c | 0 | 0 | 263 | 2.10E+11 | 8.08E+10 | 7850 | 0.5 | 0.01 | 263 | 2.10E+11 | 8.08E+10 | 1 | 0.5 | 0.01
36 | 264 | 84.777 | 0 | 0 | 1529.4 |  | 132.2 | 131 | 1 | 20 | Floater | No | 0 | 6.158e-05 | 0 | 0 | 1553000000 | 1553000000 | 2488000000 | 2488000000 | 0 | 0 | 1195000000 | 1.479e-05 | 12930000000 | 0.65 | N/A | Yes | BEM | Hydrodynamics | (with | Morison | drag) | 0 | 0 | 0 | 264 | 0 | 0 | 84.777 | 1 | 0 | 0 | 0 | 0 | [13 empty] | 264 | 207 | 208 | 264 | 264 | 1c | 0 | 0 | 264 | 2.10E+11 | 8.08E+10 | 7850 | 0.5 | 0.01 | 264 | 2.10E+11 | 8.08E+10 | 1 | 0.5 | 0.01
| 265 | 5.04 | 9.94 | 17.217 | 0 |  | 133.1 | 131 | 1 | 20 | Floater | No | 0 | 6.158e-05 | 0 | 0 | 1553000000 | 1553000000 | 2488000000 | 2488000000 | 0 | 0 | 1195000000 | 1.479e-05 | 12930000000 | 0.65 | N/A | Yes | BEM | Hydrodynamics | (with | Morison | drag) | 0 | 0 | 0 | 265 | 9.94 | 17.217 | 5.04 | 1 | 0 | 0 | 0 | 0 | 133 | 131 | 132 | 133 | 133 | 1c | 0 | 133 | 2.10E+11 | 8.08E+10 | 7850 | 1 | 0.02 | 265 | 208 | 140 | 265 | 265 | 1c | 0 | 0 | 265 | 2.10E+11 | 8.08E+10 | 7850 | 0.5 | 0.01 | 265 | 2.10E+11 | 8.08E+10 | 1 | 0.5 | 0.01
| 266 | -8.76 | 9.94 | 17.217 | 0 |  | 133.2 | 132 | 1 | 20 | Floater | No | 0 | 6.158e-05 | 0 | 0 | 1553000000 | 1553000000 | 2488000000 | 2488000000 | 0 | 0 | 1195000000 | 1.479e-05 | 12930000000 | 0.65 | N/A | Yes | BEM | Hydrodynamics | (with | Morison | drag) | 0 | 0 | 0 | 266 | 9.94 | 17.217 | -8.76 | 1 | 0 | 0 | 0 | 0 | [13 empty] | 266 | 85 | 209 | 266 | 266 | 1c | 0 | 0 | 266 | 2.10E+11 | 8.08E+10 | 7850 | 0.5 | 0.01 | 266 | 2.10E+11 | 8.08E+10 | 1 | 0.5 | 0.01
| 267 | 5.04 | -19.881 | 0 | 0 |  | 134.1 | 132 | 1 | 20 | Floater | No | 0 | 6.158e-05 | 0 | 0 | 1553000000 | 1553000000 | 2488000000 | 2488000000 | 0 | 0 | 1195000000 | 1.479e-05 | 12930000000 | 0.65 | N/A | Yes | BEM | Hydrodynamics | (with | Morison | drag) | 0 | 0 | 0 | 267 | -19.881 | 0 | 5.04 | 1 | 0 | 0 | 0 | 0 | 134 | 132 | 133 | 134 | 134 | 1c | 0 | 134 | 2.10E+11 | 8.08E+10 | 7850 | 1 | 0.02 | 267 | 209 | 210 | 267 | 267 | 1c | 0 | 0 | 267 | 2.10E+11 | 8.08E+10 | 7850 | 0.5 | 0.01 | 267 | 2.10E+11 | 8.08E+10 | 1 | 0.5 | 0.01
| 268 | -8.76 | -19.881 | 0 | 0 |  | 134.2 | 133 | 1 | 20 | Floater | No | 0 | 6.158e-05 | 0 | 0 | 1553000000 | 1553000000 | 2488000000 | 2488000000 | 0 | 0 | 1195000000 | 1.479e-05 | 12930000000 | 0.65 | N/A | Yes | BEM | Hydrodynamics | (with | Morison | drag) | 0 | 0 | 0 | 268 | -19.881 | 0 | -8.76 | 1 | 0 | 0 | 0 | 0 | [13 empty] | 268 | 210 | 145 | 268 | 268 | 1c | 0 | 0 | 268 | 2.10E+11 | 8.08E+10 | 7850 | 0.5 | 0.01 | 268 | 2.10E+11 | 8.08E+10 | 1 | 0.5 | 0.01
| 269 | 5.04 | 9.94 | -17.217 | 0 |  | 135.1 | 133 | 1 | 20 | Floater | No | 0 | 6.158e-05 | 0 | 0 | 1553000000 | 1553000000 | 2488000000 | 2488000000 | 0 | 0 | 1195000000 | 1.479e-05 | 12930000000 | 0.65 | N/A | Yes | BEM | Hydrodynamics | (with | Morison | drag) | 0 | 0 | 0 | 269 | 9.94 | -17.217 | 5.04 | 1 | 0 | 0 | 0 | 0 | 135 | 133 | 32 | 135 | 135 | 1c | 0 | 135 | 2.10E+11 | 8.08E+10 | 7850 | 1 | 0.02 | 269 | 88 | 211 | 269 | 269 | 1c | 0 | 0 | 269 | 2.10E+11 | 8.08E+10 | 7850 | 0.5 | 0.01 | 269 | 2.10E+11 | 8.08E+10 | 1 | 0.5 | 0.01
| 270 | -8.76 | 9.94 | -17.217 | 0 |  | 135.2 | 32 | 1 | 20 | Floater | No | 0 | 6.158e-05 | 0 | 0 | 1553000000 | 1553000000 | 2488000000 | 2488000000 | 0 | 0 | 1195000000 | 1.479e-05 | 12930000000 | 0.65 | N/A | Yes | BEM | Hydrodynamics | (with | Morison | drag) | 0 | 0 | 0 | 270 | 9.94 | -17.217 | -8.76 | 1 | 0 | 0 | 0 | 0 | [13 empty] | 270 | 211 | 212 | 270 | 270 | 1c | 0 | 0 | 270 | 2.10E+11 | 8.08E+10 | 7850 | 0.5 | 0.01 | 270 | 2.10E+11 | 8.08E+10 | 1 | 0.5 | 0.01
| 271 | 8.5 | 1.97 | 3.412 | 0 |  | 136.1 | 47 | 1 | 20 | Floater | No | 0 | 6.158e-05 | 0 | 0 | 1553000000 | 1553000000 | 2488000000 | 2488000000 | 0 | 0 | 1195000000 | 1.479e-05 | 12930000000 | 0.65 | N/A | Yes | BEM | Hydrodynamics | (with | Morison | drag) | 0 | 0 | 0 | 271 | 1.97 | 3.412 | 8.5 | 1 | 0 | 0 | 0 | 0 | 136 | 47 | 147 | 136 | 136 | 1c | 0 | 136 | 2.10E+11 | 8.08E+10 | 7850 | 1 | 0.02 | 271 | 212 | 148 | 271 | 271 | 1c | 0 | 0 | 271 | 2.10E+11 | 8.08E+10 | 7850 | 0.5 | 0.01 | 271 | 2.10E+11 | 8.08E+10 | 1 | 0.5 | 0.01
| 272 | 8.5 | -3.94 | 0 | 0 |  | 136.2 | 147 | 1 | 20 | Floater | No | 0 | 6.158e-05 | 0 | 0 | 1553000000 | 1553000000 | 2488000000 | 2488000000 | 0 | 0 | 1195000000 | 1.479e-05 | 12930000000 | 0.65 | N/A | Yes | BEM | Hydrodynamics | (with | Morison | drag) | 0 | 0 | 0 | 272 | -3.94 | 0 | 8.5 | 1 | 0 | 0 | 0 | 0 | [13 empty] | 272 | 93 | 213 | 272 | 272 | 1c | 0 | 0 | 272 | 2.10E+11 | 8.08E+10 | 7850 | 0.5 | 0.01 | 272 | 2.10E+11 | 8.08E+10 | 1 | 0.5 | 0.01
| 273 | 8.5 | 1.97 | -3.412 | 0 |  | 137.1 | 147 | 1 | 20 | Floater | No | 0 | 6.158e-05 | 0 | 0 | 1553000000 | 1553000000 | 2488000000 | 2488000000 | 0 | 0 | 1195000000 | 1.479e-05 | 12930000000 | 0.65 | N/A | Yes | BEM | Hydrodynamics | (with | Morison | drag) | 0 | 0 | 0 | 273 | 1.97 | -3.412 | 8.5 | 1 | 0 | 0 | 0 | 0 | 137 | 147 | 148 | 137 | 137 | 1c | 0 | 137 | 2.10E+11 | 8.08E+10 | 7850 | 1 | 0.02 | 273 | 213 | 214 | 273 | 273 | 1c | 0 | 0 | 273 | 2.10E+11 | 8.08E+10 | 7850 | 0.5 | 0.01 | 273 | 2.10E+11 | 8.08E+10 | 1 | 0.5 | 0.01
| 274 | -11.5 | 9.94 | 17.217 | 0 |  | 137.2 | 148 | 1 | 20 | Floater | No | 0 | 6.158e-05 | 0 | 0 | 1553000000 | 1553000000 | 2488000000 | 2488000000 | 0 | 0 | 1195000000 | 1.479e-05 | 12930000000 | 0.65 | N/A | Yes | BEM | Hydrodynamics | (with | Morison | drag) | 0 | 0 | 0 | 274 | 9.94 | 17.217 | -11.5 | 1 | 0 | 0 | 0 | 0 | [13 empty] | 274 | 214 | 153 | 274 | 274 | 1c | 0 | 0 | 274 | 2.10E+11 | 8.08E+10 | 7850 | 0.5 | 0.01 | 274 | 2.10E+11 | 8.08E+10 | 1 | 0.5 | 0.01
| 275 | -11.5 | -19.881 | 0 | 0 |  | 138.1 | 148 | 1 | 20 | Floater | No | 0 | 6.158e-05 | 0 | 0 | 1553000000 | 1553000000 | 2488000000 | 2488000000 | 0 | 0 | 1195000000 | 1.479e-05 | 12930000000 | 0.65 | N/A | Yes | BEM | Hydrodynamics | (with | Morison | drag) | 0 | 0 | 0 | 275 | -19.881 | 0 | -11.5 | 1 | 0 | 0 | 0 | 0 | 138 | 148 | 149 | 138 | 138 | 1c | 0 | 138 | 2.10E+11 | 8.08E+10 | 7850 | 1 | 0.02 | 275 | 98 | 215 | 275 | 275 | 1c | 0 | 0 | 275 | 2.10E+11 | 8.08E+10 | 7850 | 0.5 | 0.01 | 275 | 2.10E+11 | 8.08E+10 | 1 | 0.5 | 0.01
| 276 | -11.5 | 9.94 | -17.217 | 0 |  | 138.2 | 149 | 1 | 20 | Floater | No | 0 | 6.158e-05 | 0 | 0 | 1553000000 | 1553000000 | 2488000000 | 2488000000 | 0 | 0 | 1195000000 | 1.479e-05 | 12930000000 | 0.65 | N/A | Yes | BEM | Hydrodynamics | (with | Morison | drag) | 0 | 0 | 0 | 276 | 9.94 | -17.217 | -11.5 | 1 | 0 | 0 | 0 | 0 | [13 empty] | 276 | 215 | 216 | 276 | 276 | 1c | 0 | 0 | 276 | 2.10E+11 | 8.08E+10 | 7850 | 0.5 | 0.01 | 276 | 2.10E+11 | 8.08E+10 | 1 | 0.5 | 0.01
| 277 | -7.16 | -19.881 | 0 | 0 |  | 139.1 | 149 | 1 | 20 | Floater | No | 0 | 6.158e-05 | 0 | 0 | 1553000000 | 1553000000 | 2488000000 | 2488000000 | 0 | 0 | 1195000000 | 1.479e-05 | 12930000000 | 0.65 | N/A | Yes | BEM | Hydrodynamics | (with | Morison | drag) | 0 | 0 | 0 | 277 | -19.881 | 0 | -7.16 | 1 | 0 | 0 | 0 | 0 | 139 | 149 | 150 | 139 | 139 | 1c | 0 | 139 | 2.10E+11 | 8.08E+10 | 7850 | 1 | 0.02 | 277 | 216 | 158 | 277 | 277 | 1c | 0 | 0 | 277 | 2.10E+11 | 8.08E+10 | 7850 | 0.5 | 0.01 | 277 | 2.10E+11 | 8.08E+10 | 1 | 0.5 | 0.01
| 278 | -7.16 | 9.94 | 17.217 | 0 |  | 139.2 | 150 | 1 | 20 | Floater | No | 0 | 6.158e-05 | 0 | 0 | 1553000000 | 1553000000 | 2488000000 | 2488000000 | 0 | 0 | 1195000000 | 1.479e-05 | 12930000000 | 0.65 | N/A | Yes | BEM | Hydrodynamics | (with | Morison | drag) | 0 | 0 | 0 | 278 | 9.94 | 17.217 | -7.16 | 1 | 0 | 0 | 0 | 0 | [13 empty] | 278 | 271 | 217 | 278 | 278 | 1c | 0 | 0 | 278 | 2.10E+11 | 8.08E+10 | 7850 | 1.3 | 0.01 | 278 | 2.10E+11 | 8.08E+10 | 1 | 1.3 | 0.01
| 279 | -7.16 | 9.94 | -17.217 | 0 |  | 140.1 | 150 | 1 | 20 | Floater | No | 0 | 6.158e-05 | 0 | 0 | 1553000000 | 1553000000 | 2488000000 | 2488000000 | 0 | 0 | 1195000000 | 1.479e-05 | 12930000000 | 0.65 | N/A | Yes | BEM | Hydrodynamics | (with | Morison | drag) | 0 | 0 | 0 | 279 | 9.94 | -17.217 | -7.16 | 1 | 0 | 0 | 0 | 0 | 140 | 150 | 151 | 140 | 140 | 1c | 0 | 140 | 2.10E+11 | 8.08E+10 | 7850 | 1 | 0.02 | 279 | 217 | 284 | 279 | 279 | 1c | 0 | 0 | 279 | 2.10E+11 | 8.08E+10 | 7850 | 1.3 | 0.01 | 279 | 2.10E+11 | 8.08E+10 | 1 | 1.3 | 0.01
| 280 | 4 | 1.97 | -3.412 | 0 |  | 140.2 | 151 | 1 | 20 | Floater | No | 0 | 6.158e-05 | 0 | 0 | 1553000000 | 1553000000 | 2488000000 | 2488000000 | 0 | 0 | 1195000000 | 1.479e-05 | 12930000000 | 0.65 | N/A | Yes | BEM | Hydrodynamics | (with | Morison | drag) | 0 | 0 | 0 | 280 | 1.97 | -3.412 | 4 | 1 | 0 | 0 | 0 | 0 | [13 empty] | 280 | 218 | 165 | 280 | 280 | 1c | 0 | 0 | 280 | 2.10E+11 | 8.08E+10 | 7850 | 1.3 | 0.01 | 280 | 2.10E+11 | 8.08E+10 | 1 | 1.3 | 0.01
| 281 | -9.45 | 1.97 | -3.412 | 0 |  | 141.1 | 151 | 1 | 20 | Floater | No | 0 | 6.158e-05 | 0 | 0 | 1553000000 | 1553000000 | 2488000000 | 2488000000 | 0 | 0 | 1195000000 | 1.479e-05 | 12930000000 | 0.65 | N/A | Yes | BEM | Hydrodynamics | (with | Morison | drag) | 0 | 0 | 0 | 281 | 1.97 | -3.412 | -9.45 | 1 | 0 | 0 | 0 | 0 | 141 | 151 | 152 | 141 | 141 | 1c | 0 | 141 | 2.10E+11 | 8.08E+10 | 7850 | 1 | 0.02 | 281 | 272 | 219 | 281 | 281 | 1c | 0 | 0 | 281 | 2.10E+11 | 8.08E+10 | 7850 | 1.3 | 0.01 | 281 | 2.10E+11 | 8.08E+10 | 1 | 1.3 | 0.01
| 282 | 4 | -3.94 | 0 | 0 |  | 141.2 | 152 | 1 | 20 | Floater | No | 0 | 6.158e-05 | 0 | 0 | 1553000000 | 1553000000 | 2488000000 | 2488000000 | 0 | 0 | 1195000000 | 1.479e-05 | 12930000000 | 0.65 | N/A | Yes | BEM | Hydrodynamics | (with | Morison | drag) | 0 | 0 | 0 | 282 | -3.94 | 0 | 4 | 1 | 0 | 0 | 0 | 0 | [13 empty] | 282 | 219 | 282 | 282 | 282 | 1c | 0 | 0 | 282 | 2.10E+11 | 8.08E+10 | 7850 | 1.3 | 0.01 | 282 | 2.10E+11 | 8.08E+10 | 1 | 1.3 | 0.01
| 283 | -9.45 | -3.94 | 0 | 0 |  | 142.1 | 152 | 1 | 20 | Floater | No | 0 | 6.158e-05 | 0 | 0 | 1553000000 | 1553000000 | 2488000000 | 2488000000 | 0 | 0 | 1195000000 | 1.479e-05 | 12930000000 | 0.65 | N/A | Yes | BEM | Hydrodynamics | (with | Morison | drag) | 0 | 0 | 0 | 283 | -3.94 | 0 | -9.45 | 1 | 0 | 0 | 0 | 0 | 142 | 152 | 153 | 142 | 142 | 1c | 0 | 142 | 2.10E+11 | 8.08E+10 | 7850 | 1 | 0.02 | 283 | 220 | 168 | 283 | 283 | 1c | 0 | 0 | 283 | 2.10E+11 | 8.08E+10 | 7850 | 1.3 | 0.01 | 283 | 2.10E+11 | 8.08E+10 | 1 | 1.3 | 0.01
| 284 | 4 | 1.97 | 3.412 | 0 |  | 142.2 | 153 | 1 | 20 | Floater | No | 0 | 6.158e-05 | 0 | 0 | 1553000000 | 1553000000 | 2488000000 | 2488000000 | 0 | 0 | 1195000000 | 1.479e-05 | 12930000000 | 0.65 | N/A | Yes | BEM | Hydrodynamics | (with | Morison | drag) | 0 | 0 | 0 | 284 | 1.97 | 3.412 | 4 | 1 | 0 | 0 | 0 | 0 | [13 empty] | 284 | 273 | 221 | 284 | 284 | 1c | 0 | 0 | 284 | 2.10E+11 | 8.08E+10 | 7850 | 1.3 | 0.01 | 284 | 2.10E+11 | 8.08E+10 | 1 | 1.3 | 0.01
| 285 | -9.45 | 1.97 | 3.412 | 0 |  | 143.1 | 153 | 1 | 20 | Floater | No | 0 | 6.158e-05 | 0 | 0 | 1553000000 | 1553000000 | 2488000000 | 2488000000 | 0 | 0 | 1195000000 | 1.479e-05 | 12930000000 | 0.65 | N/A | Yes | BEM | Hydrodynamics | (with | Morison | drag) | 0 | 0 | 0 | 285 | 1.97 | 3.412 | -9.45 | 1 | 0 | 0 | 0 | 0 | 143 | 153 | 154 | 143 | 143 | 1c | 0 | 143 | 2.10E+11 | 8.08E+10 | 7850 | 1 | 0.02 | 285 | 221 | 280 | 285 | 285 | 1c | 0 | 0 | 285 | 2.10E+11 | 8.08E+10 | 7850 | 1.3 | 0.01 | 285 | 2.10E+11 | 8.08E+10 | 1 | 1.3 | 0.01
[7 empty] | 143.2 | 154 | 1 | 20 | Floater | No | 0 | 6.158e-05 | 0 | 0 | 1553000000 | 1553000000 | 2488000000 | 2488000000 | 0 | 0 | 1195000000 | 1.479e-05 | 12930000000 | 0.65 | N/A | Yes | BEM | Hydrodynamics | (with | Morison | drag) | 0 | 0 | 0 | [22 empty] | 286 | 222 | 175 | 286 | 286 | 1c | 0 | 0 | 286 | 2.10E+11 | 8.08E+10 | 7850 | 1.3 | 0.01 | 286 | 2.10E+11 | 8.08E+10 | 1 | 1.3 | 0.01
[7 empty] | 144.1 | 154 | 1 | 20 | Floater | No | 0 | 6.158e-05 | 0 | 0 | 1553000000 | 1553000000 | 2488000000 | 2488000000 | 0 | 0 | 1195000000 | 1.479e-05 | 12930000000 | 0.65 | N/A | Yes | BEM | Hydrodynamics | (with | Morison | drag) | 0 | 0 | 0 | [9 empty] | 144 | 154 | 155 | 144 | 144 | 1c | 0 | 144 | 2.10E+11 | 8.08E+10 | 7850 | 1 | 0.02 | 287 | 101 | 265 | 287 | 287 | 1c | 0 | 0 | 287 | 2.10E+11 | 8.08E+10 | 7850 | 0.5 | 0.01 | 287 | 2.10E+11 | 8.08E+10 | 1 | 0.5 | 0.01
[7 empty] | 144.2 | 155 | 1 | 20 | Floater | No | 0 | 6.158e-05 | 0 | 0 | 1553000000 | 1553000000 | 2488000000 | 2488000000 | 0 | 0 | 1195000000 | 1.479e-05 | 12930000000 | 0.65 | N/A | Yes | BEM | Hydrodynamics | (with | Morison | drag) | 0 | 0 | 0 | [22 empty] | 288 | 265 | 278 | 288 | 288 | 1c | 0 | 0 | 288 | 2.10E+11 | 8.08E+10 | 7850 | 0.5 | 0.01 | 288 | 2.10E+11 | 8.08E+10 | 1 | 0.5 | 0.01
[7 empty] | 145.1 | 155 | 1 | 20 | Floater | No | 0 | 6.158e-05 | 0 | 0 | 1553000000 | 1553000000 | 2488000000 | 2488000000 | 0 | 0 | 1195000000 | 1.479e-05 | 12930000000 | 0.65 | N/A | Yes | BEM | Hydrodynamics | (with | Morison | drag) | 0 | 0 | 0 | [9 empty] | 145 | 155 | 156 | 145 | 145 | 1c | 0 | 145 | 2.10E+11 | 8.08E+10 | 7850 | 1 | 0.02 | 289 | 266 | 274 | 289 | 289 | 1c | 0 | 0 | 289 | 2.10E+11 | 8.08E+10 | 7850 | 1.3 | 0.01 | 289 | 2.10E+11 | 8.08E+10 | 1 | 1.3 | 0.01
[7 empty] | 145.2 | 156 | 1 | 20 | Floater | No | 0 | 6.158e-05 | 0 | 0 | 1553000000 | 1553000000 | 2488000000 | 2488000000 | 0 | 0 | 1195000000 | 1.479e-05 | 12930000000 | 0.65 | N/A | Yes | BEM | Hydrodynamics | (with | Morison | drag) | 0 | 0 | 0 | [22 empty] | 290 | 112 | 267 | 290 | 290 | 1c | 0 | 0 | 290 | 2.10E+11 | 8.08E+10 | 7850 | 0.5 | 0.01 | 290 | 2.10E+11 | 8.08E+10 | 1 | 0.5 | 0.01
[7 empty] | 146.1 | 156 | 1 | 20 | Floater | No | 0 | 6.158e-05 | 0 | 0 | 1553000000 | 1553000000 | 2488000000 | 2488000000 | 0 | 0 | 1195000000 | 1.479e-05 | 12930000000 | 0.65 | N/A | Yes | BEM | Hydrodynamics | (with | Morison | drag) | 0 | 0 | 0 | [9 empty] | 146 | 156 | 157 | 146 | 146 | 1c | 0 | 146 | 2.10E+11 | 8.08E+10 | 7850 | 1 | 0.02 | 291 | 267 | 277 | 291 | 291 | 1c | 0 | 0 | 291 | 2.10E+11 | 8.08E+10 | 7850 | 0.5 | 0.01 | 291 | 2.10E+11 | 8.08E+10 | 1 | 0.5 | 0.01
[7 empty] | 146.2 | 157 | 1 | 20 | Floater | No | 0 | 6.158e-05 | 0 | 0 | 1553000000 | 1553000000 | 2488000000 | 2488000000 | 0 | 0 | 1195000000 | 1.479e-05 | 12930000000 | 0.65 | N/A | Yes | BEM | Hydrodynamics | (with | Morison | drag) | 0 | 0 | 0 | [22 empty] | 292 | 268 | 275 | 292 | 292 | 1c | 0 | 0 | 292 | 2.10E+11 | 8.08E+10 | 7850 | 1.3 | 0.01 | 292 | 2.10E+11 | 8.08E+10 | 1 | 1.3 | 0.01
[7 empty] | 147.1 | 157 | 1 | 20 | Floater | No | 0 | 6.158e-05 | 0 | 0 | 1553000000 | 1553000000 | 2488000000 | 2488000000 | 0 | 0 | 1195000000 | 1.479e-05 | 12930000000 | 0.65 | N/A | Yes | BEM | Hydrodynamics | (with | Morison | drag) | 0 | 0 | 0 | [9 empty] | 147 | 157 | 158 | 147 | 147 | 1c | 0 | 147 | 2.10E+11 | 8.08E+10 | 7850 | 1 | 0.02 | 293 | 119 | 269 | 293 | 293 | 1c | 0 | 0 | 293 | 2.10E+11 | 8.08E+10 | 7850 | 0.5 | 0.01 | 293 | 2.10E+11 | 8.08E+10 | 1 | 0.5 | 0.01
[7 empty] | 147.2 | 158 | 1 | 20 | Floater | No | 0 | 6.158e-05 | 0 | 0 | 1553000000 | 1553000000 | 2488000000 | 2488000000 | 0 | 0 | 1195000000 | 1.479e-05 | 12930000000 | 0.65 | N/A | Yes | BEM | Hydrodynamics | (with | Morison | drag) | 0 | 0 | 0 | [22 empty] | 294 | 269 | 279 | 294 | 294 | 1c | 0 | 0 | 294 | 2.10E+11 | 8.08E+10 | 7850 | 0.5 | 0.01 | 294 | 2.10E+11 | 8.08E+10 | 1 | 0.5 | 0.01
[7 empty] | 148.1 | 158 | 1 | 20 | Floater | No | 0 | 6.158e-05 | 0 | 0 | 1553000000 | 1553000000 | 2488000000 | 2488000000 | 0 | 0 | 1195000000 | 1.479e-05 | 12930000000 | 0.65 | N/A | Yes | BEM | Hydrodynamics | (with | Morison | drag) | 0 | 0 | 0 | [9 empty] | 148 | 158 | 159 | 148 | 148 | 1c | 0 | 148 | 2.10E+11 | 8.08E+10 | 7850 | 1 | 0.02 | 295 | 270 | 276 | 295 | 295 | 1c | 0 | 0 | 295 | 2.10E+11 | 8.08E+10 | 7850 | 1.3 | 0.01 | 295 | 2.10E+11 | 8.08E+10 | 1 | 1.3 | 0.01
[7 empty] | 148.2 | 159 | 1 | 20 | Floater | No | 0 | 6.158e-05 | 0 | 0 | 1553000000 | 1553000000 | 2488000000 | 2488000000 | 0 | 0 | 1195000000 | 1.479e-05 | 12930000000 | 0.65 | N/A | Yes | BEM | Hydrodynamics | (with | Morison | drag) | 0 | 0 | 0 | [22 empty] | 296 | 257 | 258 | 296 | 296 | 1c | 0 | 0 | 296 | 2.10E+11 | 8.08E+10 | 7850 | 4.178 | 0.018 | 296 | 2.10E+11 | 8.08E+10 | 7850 | 4.178 | 0.018
[7 empty] | 149.1 | 159 | 1 | 20 | Floater | No | 0 | 6.158e-05 | 0 | 0 | 1553000000 | 1553000000 | 2488000000 | 2488000000 | 0 | 0 | 1195000000 | 1.479e-05 | 12930000000 | 0.65 | N/A | Yes | BEM | Hydrodynamics | (with | Morison | drag) | 0 | 0 | 0 | [9 empty] | 149 | 159 | 17 | 149 | 149 | 1c | 0 | 149 | 2.10E+11 | 8.08E+10 | 7850 | 1 | 0.02 | 297 | 258 | 259 | 297 | 297 | 1c | 0 | 0 | 297 | 2.10E+11 | 8.08E+10 | 7850 | 4.0295 | 0.017 | 297 | 2.10E+11 | 8.08E+10 | 7850 | 4.0295 | 0.017
[7 empty] | 149.2 | 17 | 1 | 20 | Floater | No | 0 | 6.158e-05 | 0 | 0 | 1553000000 | 1553000000 | 2488000000 | 2488000000 | 0 | 0 | 1195000000 | 1.479e-05 | 12930000000 | 0.65 | N/A | Yes | BEM | Hydrodynamics | (with | Morison | drag) | 0 | 0 | 0 | [22 empty] | 298 | 259 | 260 | 298 | 298 | 1c | 0 | 0 | 298 | 2.10E+11 | 8.08E+10 | 7850 | 3.881 | 0.017 | 298 | 2.10E+11 | 8.08E+10 | 7850 | 3.881 | 0.017
[7 empty] | 150.1 | 17 | 1.3 | 20 | Floater | No | 0 | 8.042e-05 | 0 | 0 | 3460000000 | 3460000000 | 3249000000 | 3249000000 | 0 | 0 | 2662000000 | 3.295e-05 | 16890000000 | 0.65 | N/A | Yes | BEM | Hydrodynamics | (with | Morison | drag) | 0 | 0 | 0 | [9 empty] | 150 | 17 | 160 | 150 | 150 | 1c | 0 | 150 | 2.10E+11 | 8.08E+10 | 7850 | 1.3 | 0.02 | 299 | 260 | 261 | 299 | 299 | 1c | 0 | 0 | 299 | 2.10E+11 | 8.08E+10 | 7850 | 3.7325 | 0.017 | 299 | 2.10E+11 | 8.08E+10 | 7850 | 3.7325 | 0.017
[7 empty] | 150.2 | 160 | 1.3 | 20 | Floater | No | 0 | 8.042e-05 | 0 | 0 | 3460000000 | 3460000000 | 3249000000 | 3249000000 | 0 | 0 | 2662000000 | 3.295e-05 | 16890000000 | 0.65 | N/A | Yes | BEM | Hydrodynamics | (with | Morison | drag) | 0 | 0 | 0 | [22 empty] | 300 | 261 | 262 | 300 | 300 | 1c | 0 | 0 | 300 | 2.10E+11 | 8.08E+10 | 7850 | 3.584 | 0.017 | 300 | 2.10E+11 | 8.08E+10 | 7850 | 3.584 | 0.017
[7 empty] | 151.1 | 160 | 1.3 | 20 | Floater | No | 0 | 8.042e-05 | 0 | 0 | 3460000000 | 3460000000 | 3249000000 | 3249000000 | 0 | 0 | 2662000000 | 3.295e-05 | 16890000000 | 0.65 | N/A | Yes | BEM | Hydrodynamics | (with | Morison | drag) | 0 | 0 | 0 | [9 empty] | 151 | 160 | 161 | 151 | 151 | 1c | 0 | 151 | 2.10E+11 | 8.08E+10 | 7850 | 1.3 | 0.02 | 301 | 262 | 263 | 301 | 301 | 1c | 0 | 0 | 301 | 2.10E+11 | 8.08E+10 | 7850 | 3.4485 | 0.018 | 301 | 2.10E+11 | 8.08E+10 | 7850 | 3.4485 | 0.018
[7 empty] | 151.2 | 161 | 1.3 | 20 | Floater | No | 0 | 8.042e-05 | 0 | 0 | 3460000000 | 3460000000 | 3249000000 | 3249000000 | 0 | 0 | 2662000000 | 3.295e-05 | 16890000000 | 0.65 | N/A | Yes | BEM | Hydrodynamics | (with | Morison | drag) | 0 | 0 | 0 | [22 empty] | 302 | 263 | 264 | 302 | 302 | 1c | 0 | 0 | 302 | 2.10E+11 | 8.08E+10 | 7850 | 3.3131 | 0.018 | 302 | 2.10E+11 | 8.08E+10 | 7850 | 3.3131 | 0.018
[7 empty] | 152.1 | 161 | 1.3 | 20 | Floater | No | 0 | 8.042e-05 | 0 | 0 | 3460000000 | 3460000000 | 3249000000 | 3249000000 | 0 | 0 | 2662000000 | 3.295e-05 | 16890000000 | 0.65 | N/A | Yes | BEM | Hydrodynamics | (with | Morison | drag) | 0 | 0 | 0 | [9 empty] | 152 | 161 | 162 | 152 | 152 | 1c | 0 | 152 | 2.10E+11 | 8.08E+10 | 7850 | 1.3 | 0.02 | 303 | 271 | 105 | 303 | 303 | 1c | 0 | 0 | 303 | 2.10E+11 | 8.08E+10 | 7850 | 1.3 | 0.01 | 303 | 2.10E+11 | 8.08E+10 | 1 | 1.3 | 0.01
[7 empty] | 152.2 | 162 | 1.3 | 20 | Floater | No | 0 | 8.042e-05 | 0 | 0 | 3460000000 | 3460000000 | 3249000000 | 3249000000 | 0 | 0 | 2662000000 | 3.295e-05 | 16890000000 | 0.65 | N/A | Yes | BEM | Hydrodynamics | (with | Morison | drag) | 0 | 0 | 0 | [22 empty] | 304 | 272 | 108 | 304 | 304 | 1c | 0 | 0 | 304 | 2.10E+11 | 8.08E+10 | 7850 | 1.3 | 0.01 | 304 | 2.10E+11 | 8.08E+10 | 1 | 1.3 | 0.01
[7 empty] | 153.1 | 162 | 1.3 | 20 | Floater | No | 0 | 8.042e-05 | 0 | 0 | 3460000000 | 3460000000 | 3249000000 | 3249000000 | 0 | 0 | 2662000000 | 3.295e-05 | 16890000000 | 0.65 | N/A | Yes | BEM | Hydrodynamics | (with | Morison | drag) | 0 | 0 | 0 | [9 empty] | 153 | 162 | 163 | 153 | 153 | 1c | 0 | 153 | 2.10E+11 | 8.08E+10 | 7850 | 1.3 | 0.02 | 305 | 273 | 115 | 305 | 305 | 1c | 0 | 0 | 305 | 2.10E+11 | 8.08E+10 | 7850 | 1.3 | 0.01 | 305 | 2.10E+11 | 8.08E+10 | 1 | 1.3 | 0.01
[7 empty] | 153.2 | 163 | 1.3 | 20 | Floater | No | 0 | 8.042e-05 | 0 | 0 | 3460000000 | 3460000000 | 3249000000 | 3249000000 | 0 | 0 | 2662000000 | 3.295e-05 | 16890000000 | 0.65 | N/A | Yes | BEM | Hydrodynamics | (with | Morison | drag) | 0 | 0 | 0 | [22 empty] | 306 | 274 | 161 | 306 | 306 | 1c | 0 | 0 | 306 | 2.10E+11 | 8.08E+10 | 7850 | 1.3 | 0.01 | 306 | 2.10E+11 | 8.08E+10 | 1 | 1.3 | 0.01
[7 empty] | 154.1 | 163 | 1.3 | 20 | Floater | No | 0 | 8.042e-05 | 0 | 0 | 3460000000 | 3460000000 | 3249000000 | 3249000000 | 0 | 0 | 2662000000 | 3.295e-05 | 16890000000 | 0.65 | N/A | Yes | BEM | Hydrodynamics | (with | Morison | drag) | 0 | 0 | 0 | [9 empty] | 154 | 163 | 164 | 154 | 154 | 1c | 0 | 154 | 2.10E+11 | 8.08E+10 | 7850 | 1.3 | 0.02 | 307 | 275 | 172 | 307 | 307 | 1c | 0 | 0 | 307 | 2.10E+11 | 8.08E+10 | 7850 | 1.3 | 0.01 | 307 | 2.10E+11 | 8.08E+10 | 1 | 1.3 | 0.01
[7 empty] | 154.2 | 164 | 1.3 | 20 | Floater | No | 0 | 8.042e-05 | 0 | 0 | 3460000000 | 3460000000 | 3249000000 | 3249000000 | 0 | 0 | 2662000000 | 3.295e-05 | 16890000000 | 0.65 | N/A | Yes | BEM | Hydrodynamics | (with | Morison | drag) | 0 | 0 | 0 | [22 empty] | 308 | 276 | 179 | 308 | 308 | 1c | 0 | 0 | 308 | 2.10E+11 | 8.08E+10 | 7850 | 1.3 | 0.01 | 308 | 2.10E+11 | 8.08E+10 | 1 | 1.3 | 0.01
[7 empty] | 155.1 | 164 | 1.3 | 20 | Floater | No | 0 | 8.042e-05 | 0 | 0 | 3460000000 | 3460000000 | 3249000000 | 3249000000 | 0 | 0 | 2662000000 | 3.295e-05 | 16890000000 | 0.65 | N/A | Yes | BEM | Hydrodynamics | (with | Morison | drag) | 0 | 0 | 0 | [9 empty] | 155 | 164 | 165 | 155 | 155 | 1c | 0 | 155 | 2.10E+11 | 8.08E+10 | 7850 | 1.3 | 0.02 | 309 | 277 | 268 | 309 | 309 | 1c | 0 | 0 | 309 | 2.10E+11 | 8.08E+10 | 7850 | 0.5 | 0.01 | 309 | 2.10E+11 | 8.08E+10 | 1 | 0.5 | 0.01
[7 empty] | 155.2 | 165 | 1.3 | 20 | Floater | No | 0 | 8.042e-05 | 0 | 0 | 3460000000 | 3460000000 | 3249000000 | 3249000000 | 0 | 0 | 2662000000 | 3.295e-05 | 16890000000 | 0.65 | N/A | Yes | BEM | Hydrodynamics | (with | Morison | drag) | 0 | 0 | 0 | [22 empty] | 310 | 278 | 266 | 310 | 310 | 1c | 0 | 0 | 310 | 2.10E+11 | 8.08E+10 | 7850 | 0.5 | 0.01 | 310 | 2.10E+11 | 8.08E+10 | 1 | 0.5 | 0.01
[7 empty] | 156.1 | 165 | 1.3 | 20 | Floater | No | 0 | 8.042e-05 | 0 | 0 | 3460000000 | 3460000000 | 3249000000 | 3249000000 | 0 | 0 | 2662000000 | 3.295e-05 | 16890000000 | 0.65 | N/A | Yes | BEM | Hydrodynamics | (with | Morison | drag) | 0 | 0 | 0 | [9 empty] | 156 | 165 | 166 | 156 | 156 | 1c | 0 | 156 | 2.10E+11 | 8.08E+10 | 7850 | 1.3 | 0.02 | 311 | 279 | 270 | 311 | 311 | 1c | 0 | 0 | 311 | 2.10E+11 | 8.08E+10 | 7850 | 0.5 | 0.01 | 311 | 2.10E+11 | 8.08E+10 | 1 | 0.5 | 0.01
[7 empty] | 156.2 | 166 | 1.3 | 20 | Floater | No | 0 | 8.042e-05 | 0 | 0 | 3460000000 | 3460000000 | 3249000000 | 3249000000 | 0 | 0 | 2662000000 | 3.295e-05 | 16890000000 | 0.65 | N/A | Yes | BEM | Hydrodynamics | (with | Morison | drag) | 0 | 0 | 0 | [22 empty] | 312 | 280 | 281 | 312 | 312 | 1c | 0 | 0 | 312 | 2.10E+11 | 8.08E+10 | 7850 | 0.5 | 0.01 | 312 | 2.10E+11 | 8.08E+10 | 1 | 0.5 | 0.01
[7 empty] | 157.1 | 166 | 1.3 | 20 | Floater | No | 0 | 8.042e-05 | 0 | 0 | 3460000000 | 3460000000 | 3249000000 | 3249000000 | 0 | 0 | 2662000000 | 3.295e-05 | 16890000000 | 0.65 | N/A | Yes | BEM | Hydrodynamics | (with | Morison | drag) | 0 | 0 | 0 | [9 empty] | 157 | 166 | 2 | 157 | 157 | 1c | 0 | 157 | 2.10E+11 | 8.08E+10 | 7850 | 1.3 | 0.02 | 313 | 281 | 222 | 313 | 313 | 1c | 0 | 0 | 313 | 2.10E+11 | 8.08E+10 | 7850 | 0.5 | 0.01 | 313 | 2.10E+11 | 8.08E+10 | 1 | 0.5 | 0.01
[7 empty] | 157.2 | 2 | 1.3 | 20 | Floater | No | 0 | 8.042e-05 | 0 | 0 | 3460000000 | 3460000000 | 3249000000 | 3249000000 | 0 | 0 | 2662000000 | 3.295e-05 | 16890000000 | 0.65 | N/A | Yes | BEM | Hydrodynamics | (with | Morison | drag) | 0 | 0 | 0 | [22 empty] | 314 | 282 | 283 | 314 | 314 | 1c | 0 | 0 | 314 | 2.10E+11 | 8.08E+10 | 7850 | 0.5 | 0.01 | 314 | 2.10E+11 | 8.08E+10 | 1 | 0.5 | 0.01
[7 empty] | 158.1 | 2 | 1.3 | 20 | Floater | No | 0 | 8.042e-05 | 0 | 0 | 3460000000 | 3460000000 | 3249000000 | 3249000000 | 0 | 0 | 2662000000 | 3.295e-05 | 16890000000 | 0.65 | N/A | Yes | BEM | Hydrodynamics | (with | Morison | drag) | 0 | 0 | 0 | [9 empty] | 158 | 2 | 167 | 158 | 158 | 1c | 0 | 158 | 2.10E+11 | 8.08E+10 | 7850 | 1.3 | 0.02 | 315 | 283 | 220 | 315 | 315 | 1c | 0 | 0 | 315 | 2.10E+11 | 8.08E+10 | 7850 | 0.5 | 0.01 | 315 | 2.10E+11 | 8.08E+10 | 1 | 0.5 | 0.01
[7 empty] | 158.2 | 167 | 1.3 | 20 | Floater | No | 0 | 8.042e-05 | 0 | 0 | 3460000000 | 3460000000 | 3249000000 | 3249000000 | 0 | 0 | 2662000000 | 3.295e-05 | 16890000000 | 0.65 | N/A | Yes | BEM | Hydrodynamics | (with | Morison | drag) | 0 | 0 | 0 | [22 empty] | 316 | 284 | 285 | 316 | 316 | 1c | 0 | 0 | 316 | 2.10E+11 | 8.08E+10 | 7850 | 0.5 | 0.01 | 316 | 2.10E+11 | 8.08E+10 | 1 | 0.5 | 0.01
[7 empty] | 159.1 | 167 | 1.3 | 20 | Floater | No | 0 | 8.042e-05 | 0 | 0 | 3460000000 | 3460000000 | 3249000000 | 3249000000 | 0 | 0 | 2662000000 | 3.295e-05 | 16890000000 | 0.65 | N/A | Yes | BEM | Hydrodynamics | (with | Morison | drag) | 0 | 0 | 0 | [9 empty] | 159 | 167 | 168 | 159 | 159 | 1c | 0 | 159 | 2.10E+11 | 8.08E+10 | 7850 | 1.3 | 0.02 | 317 | 285 | 218 | 317 | 317 | 1c | 0 | 0 | 317 | 2.10E+11 | 8.08E+10 | 7850 | 0.5 | 0.01 | 317 | 2.10E+11 | 8.08E+10 | 1 | 0.5 | 0.01
[7 empty] | 159.2 | 168 | 1.3 | 20 | Floater | No | 0 | 8.042e-05 | 0 | 0 | 3460000000 | 3460000000 | 3249000000 | 3249000000 | 0 | 0 | 2662000000 | 3.295e-05 | 16890000000 | 0.65 | N/A | Yes | BEM | Hydrodynamics | (with | Morison | drag) | 0 | 0 | 0
[7 empty] | 160.1 | 168 | 1.3 | 20 | Floater | No | 0 | 8.042e-05 | 0 | 0 | 3460000000 | 3460000000 | 3249000000 | 3249000000 | 0 | 0 | 2662000000 | 3.295e-05 | 16890000000 | 0.65 | N/A | Yes | BEM | Hydrodynamics | (with | Morison | drag) | 0 | 0 | 0 | [9 empty] | 160 | 168 | 169 | 160 | 160 | 1c | 0 | 160 | 2.10E+11 | 8.08E+10 | 7850 | 1.3 | 0.02
[7 empty] | 160.2 | 169 | 1.3 | 20 | Floater | No | 0 | 8.042e-05 | 0 | 0 | 3460000000 | 3460000000 | 3249000000 | 3249000000 | 0 | 0 | 2662000000 | 3.295e-05 | 16890000000 | 0.65 | N/A | Yes | BEM | Hydrodynamics | (with | Morison | drag) | 0 | 0 | 0
[7 empty] | 161.1 | 169 | 1.3 | 20 | Floater | No | 0 | 8.042e-05 | 0 | 0 | 3460000000 | 3460000000 | 3249000000 | 3249000000 | 0 | 0 | 2662000000 | 3.295e-05 | 16890000000 | 0.65 | N/A | Yes | BEM | Hydrodynamics | (with | Morison | drag) | 0 | 0 | 0 | [9 empty] | 161 | 169 | 170 | 161 | 161 | 1c | 0 | 161 | 2.10E+11 | 8.08E+10 | 7850 | 1.3 | 0.02
[7 empty] | 161.2 | 170 | 1.3 | 20 | Floater | No | 0 | 8.042e-05 | 0 | 0 | 3460000000 | 3460000000 | 3249000000 | 3249000000 | 0 | 0 | 2662000000 | 3.295e-05 | 16890000000 | 0.65 | N/A | Yes | BEM | Hydrodynamics | (with | Morison | drag) | 0 | 0 | 0
[7 empty] | 162.1 | 170 | 1.3 | 20 | Floater | No | 0 | 8.042e-05 | 0 | 0 | 3460000000 | 3460000000 | 3249000000 | 3249000000 | 0 | 0 | 2662000000 | 3.295e-05 | 16890000000 | 0.65 | N/A | Yes | BEM | Hydrodynamics | (with | Morison | drag) | 0 | 0 | 0 | [9 empty] | 162 | 170 | 171 | 162 | 162 | 1c | 0 | 162 | 2.10E+11 | 8.08E+10 | 7850 | 1.3 | 0.02
[7 empty] | 162.2 | 171 | 1.3 | 20 | Floater | No | 0 | 8.042e-05 | 0 | 0 | 3460000000 | 3460000000 | 3249000000 | 3249000000 | 0 | 0 | 2662000000 | 3.295e-05 | 16890000000 | 0.65 | N/A | Yes | BEM | Hydrodynamics | (with | Morison | drag) | 0 | 0 | 0
[7 empty] | 163.1 | 171 | 1.3 | 20 | Floater | No | 0 | 8.042e-05 | 0 | 0 | 3460000000 | 3460000000 | 3249000000 | 3249000000 | 0 | 0 | 2662000000 | 3.295e-05 | 16890000000 | 0.65 | N/A | Yes | BEM | Hydrodynamics | (with | Morison | drag) | 0 | 0 | 0 | [9 empty] | 163 | 171 | 172 | 163 | 163 | 1c | 0 | 163 | 2.10E+11 | 8.08E+10 | 7850 | 1.3 | 0.02
[7 empty] | 163.2 | 172 | 1.3 | 20 | Floater | No | 0 | 8.042e-05 | 0 | 0 | 3460000000 | 3460000000 | 3249000000 | 3249000000 | 0 | 0 | 2662000000 | 3.295e-05 | 16890000000 | 0.65 | N/A | Yes | BEM | Hydrodynamics | (with | Morison | drag) | 0 | 0 | 0
[7 empty] | 164.1 | 172 | 1.3 | 20 | Floater | No | 0 | 8.042e-05 | 0 | 0 | 3460000000 | 3460000000 | 3249000000 | 3249000000 | 0 | 0 | 2662000000 | 3.295e-05 | 16890000000 | 0.65 | N/A | Yes | BEM | Hydrodynamics | (with | Morison | drag) | 0 | 0 | 0 | [9 empty] | 164 | 172 | 173 | 164 | 164 | 1c | 0 | 164 | 2.10E+11 | 8.08E+10 | 7850 | 1.3 | 0.02
[7 empty] | 164.2 | 173 | 1.3 | 20 | Floater | No | 0 | 8.042e-05 | 0 | 0 | 3460000000 | 3460000000 | 3249000000 | 3249000000 | 0 | 0 | 2662000000 | 3.295e-05 | 16890000000 | 0.65 | N/A | Yes | BEM | Hydrodynamics | (with | Morison | drag) | 0 | 0 | 0
[7 empty] | 165.1 | 173 | 1.3 | 20 | Floater | No | 0 | 8.042e-05 | 0 | 0 | 3460000000 | 3460000000 | 3249000000 | 3249000000 | 0 | 0 | 2662000000 | 3.295e-05 | 16890000000 | 0.65 | N/A | Yes | BEM | Hydrodynamics | (with | Morison | drag) | 0 | 0 | 0 | [9 empty] | 165 | 173 | 32 | 165 | 165 | 1c | 0 | 165 | 2.10E+11 | 8.08E+10 | 7850 | 1.3 | 0.02
[7 empty] | 165.2 | 32 | 1.3 | 20 | Floater | No | 0 | 8.042e-05 | 0 | 0 | 3460000000 | 3460000000 | 3249000000 | 3249000000 | 0 | 0 | 2662000000 | 3.295e-05 | 16890000000 | 0.65 | N/A | Yes | BEM | Hydrodynamics | (with | Morison | drag) | 0 | 0 | 0
[7 empty] | 166.1 | 2 | 1.3 | 20 | Floater | No | 0 | 8.042e-05 | 0 | 0 | 3460000000 | 3460000000 | 3249000000 | 3249000000 | 0 | 0 | 2662000000 | 3.295e-05 | 16890000000 | 0.65 | N/A | Yes | BEM | Hydrodynamics | (with | Morison | drag) | 0 | 0 | 0 | [9 empty] | 166 | 2 | 174 | 166 | 166 | 1c | 0 | 166 | 2.10E+11 | 8.08E+10 | 7850 | 1.3 | 0.02
[7 empty] | 166.2 | 174 | 1.3 | 20 | Floater | No | 0 | 8.042e-05 | 0 | 0 | 3460000000 | 3460000000 | 3249000000 | 3249000000 | 0 | 0 | 2662000000 | 3.295e-05 | 16890000000 | 0.65 | N/A | Yes | BEM | Hydrodynamics | (with | Morison | drag) | 0 | 0 | 0
[7 empty] | 167.1 | 174 | 1.3 | 20 | Floater | No | 0 | 8.042e-05 | 0 | 0 | 3460000000 | 3460000000 | 3249000000 | 3249000000 | 0 | 0 | 2662000000 | 3.295e-05 | 16890000000 | 0.65 | N/A | Yes | BEM | Hydrodynamics | (with | Morison | drag) | 0 | 0 | 0 | [9 empty] | 167 | 174 | 175 | 167 | 167 | 1c | 0 | 167 | 2.10E+11 | 8.08E+10 | 7850 | 1.3 | 0.02
[7 empty] | 167.2 | 175 | 1.3 | 20 | Floater | No | 0 | 8.042e-05 | 0 | 0 | 3460000000 | 3460000000 | 3249000000 | 3249000000 | 0 | 0 | 2662000000 | 3.295e-05 | 16890000000 | 0.65 | N/A | Yes | BEM | Hydrodynamics | (with | Morison | drag) | 0 | 0 | 0
[7 empty] | 168.1 | 175 | 1.3 | 20 | Floater | No | 0 | 8.042e-05 | 0 | 0 | 3460000000 | 3460000000 | 3249000000 | 3249000000 | 0 | 0 | 2662000000 | 3.295e-05 | 16890000000 | 0.65 | N/A | Yes | BEM | Hydrodynamics | (with | Morison | drag) | 0 | 0 | 0 | [9 empty] | 168 | 175 | 176 | 168 | 168 | 1c | 0 | 168 | 2.10E+11 | 8.08E+10 | 7850 | 1.3 | 0.02
[7 empty] | 168.2 | 176 | 1.3 | 20 | Floater | No | 0 | 8.042e-05 | 0 | 0 | 3460000000 | 3460000000 | 3249000000 | 3249000000 | 0 | 0 | 2662000000 | 3.295e-05 | 16890000000 | 0.65 | N/A | Yes | BEM | Hydrodynamics | (with | Morison | drag) | 0 | 0 | 0
[7 empty] | 169.1 | 176 | 1.3 | 20 | Floater | No | 0 | 8.042e-05 | 0 | 0 | 3460000000 | 3460000000 | 3249000000 | 3249000000 | 0 | 0 | 2662000000 | 3.295e-05 | 16890000000 | 0.65 | N/A | Yes | BEM | Hydrodynamics | (with | Morison | drag) | 0 | 0 | 0 | [9 empty] | 169 | 176 | 177 | 169 | 169 | 1c | 0 | 169 | 2.10E+11 | 8.08E+10 | 7850 | 1.3 | 0.02
[7 empty] | 169.2 | 177 | 1.3 | 20 | Floater | No | 0 | 8.042e-05 | 0 | 0 | 3460000000 | 3460000000 | 3249000000 | 3249000000 | 0 | 0 | 2662000000 | 3.295e-05 | 16890000000 | 0.65 | N/A | Yes | BEM | Hydrodynamics | (with | Morison | drag) | 0 | 0 | 0
[7 empty] | 170.1 | 177 | 1.3 | 20 | Floater | No | 0 | 8.042e-05 | 0 | 0 | 3460000000 | 3460000000 | 3249000000 | 3249000000 | 0 | 0 | 2662000000 | 3.295e-05 | 16890000000 | 0.65 | N/A | Yes | BEM | Hydrodynamics | (with | Morison | drag) | 0 | 0 | 0 | [9 empty] | 170 | 177 | 178 | 170 | 170 | 1c | 0 | 170 | 2.10E+11 | 8.08E+10 | 7850 | 1.3 | 0.02
[7 empty] | 170.2 | 178 | 1.3 | 20 | Floater | No | 0 | 8.042e-05 | 0 | 0 | 3460000000 | 3460000000 | 3249000000 | 3249000000 | 0 | 0 | 2662000000 | 3.295e-05 | 16890000000 | 0.65 | N/A | Yes | BEM | Hydrodynamics | (with | Morison | drag) | 0 | 0 | 0
[7 empty] | 171.1 | 178 | 1.3 | 20 | Floater | No | 0 | 8.042e-05 | 0 | 0 | 3460000000 | 3460000000 | 3249000000 | 3249000000 | 0 | 0 | 2662000000 | 3.295e-05 | 16890000000 | 0.65 | N/A | Yes | BEM | Hydrodynamics | (with | Morison | drag) | 0 | 0 | 0 | [9 empty] | 171 | 178 | 179 | 171 | 171 | 1c | 0 | 171 | 2.10E+11 | 8.08E+10 | 7850 | 1.3 | 0.02
[7 empty] | 171.2 | 179 | 1.3 | 20 | Floater | No | 0 | 8.042e-05 | 0 | 0 | 3460000000 | 3460000000 | 3249000000 | 3249000000 | 0 | 0 | 2662000000 | 3.295e-05 | 16890000000 | 0.65 | N/A | Yes | BEM | Hydrodynamics | (with | Morison | drag) | 0 | 0 | 0
[7 empty] | 172.1 | 179 | 1.3 | 20 | Floater | No | 0 | 8.042e-05 | 0 | 0 | 3460000000 | 3460000000 | 3249000000 | 3249000000 | 0 | 0 | 2662000000 | 3.295e-05 | 16890000000 | 0.65 | N/A | Yes | BEM | Hydrodynamics | (with | Morison | drag) | 0 | 0 | 0 | [9 empty] | 172 | 179 | 180 | 172 | 172 | 1c | 0 | 172 | 2.10E+11 | 8.08E+10 | 7850 | 1.3 | 0.02
[7 empty] | 172.2 | 180 | 1.3 | 20 | Floater | No | 0 | 8.042e-05 | 0 | 0 | 3460000000 | 3460000000 | 3249000000 | 3249000000 | 0 | 0 | 2662000000 | 3.295e-05 | 16890000000 | 0.65 | N/A | Yes | BEM | Hydrodynamics | (with | Morison | drag) | 0 | 0 | 0
[7 empty] | 173.1 | 180 | 1.3 | 20 | Floater | No | 0 | 8.042e-05 | 0 | 0 | 3460000000 | 3460000000 | 3249000000 | 3249000000 | 0 | 0 | 2662000000 | 3.295e-05 | 16890000000 | 0.65 | N/A | Yes | BEM | Hydrodynamics | (with | Morison | drag) | 0 | 0 | 0 | [9 empty] | 173 | 180 | 47 | 173 | 173 | 1c | 0 | 173 | 2.10E+11 | 8.08E+10 | 7850 | 1.3 | 0.02
[7 empty] | 173.2 | 47 | 1.3 | 20 | Floater | No | 0 | 8.042e-05 | 0 | 0 | 3460000000 | 3460000000 | 3249000000 | 3249000000 | 0 | 0 | 2662000000 | 3.295e-05 | 16890000000 | 0.65 | N/A | Yes | BEM | Hydrodynamics | (with | Morison | drag) | 0 | 0 | 0
[7 empty] | 174.1 | 32 | 1 | 20 | Floater | No | 0 | 6.158e-05 | 0 | 0 | 1553000000 | 1553000000 | 2488000000 | 2488000000 | 0 | 0 | 1195000000 | 1.479e-05 | 12930000000 | 0.65 | N/A | Yes | BEM | Hydrodynamics | (with | Morison | drag) | 0 | 0 | 0 | [9 empty] | 174 | 32 | 134 | 174 | 174 | 1c | 0 | 174 | 2.10E+11 | 8.08E+10 | 7850 | 1 | 0.02
[7 empty] | 174.2 | 134 | 1 | 20 | Floater | No | 0 | 6.158e-05 | 0 | 0 | 1553000000 | 1553000000 | 2488000000 | 2488000000 | 0 | 0 | 1195000000 | 1.479e-05 | 12930000000 | 0.65 | N/A | Yes | BEM | Hydrodynamics | (with | Morison | drag) | 0 | 0 | 0
[7 empty] | 175.1 | 134 | 1 | 20 | Floater | No | 0 | 6.158e-05 | 0 | 0 | 1553000000 | 1553000000 | 2488000000 | 2488000000 | 0 | 0 | 1195000000 | 1.479e-05 | 12930000000 | 0.65 | N/A | Yes | BEM | Hydrodynamics | (with | Morison | drag) | 0 | 0 | 0 | [9 empty] | 175 | 134 | 135 | 175 | 175 | 1c | 0 | 175 | 2.10E+11 | 8.08E+10 | 7850 | 1 | 0.02
[7 empty] | 175.2 | 135 | 1 | 20 | Floater | No | 0 | 6.158e-05 | 0 | 0 | 1553000000 | 1553000000 | 2488000000 | 2488000000 | 0 | 0 | 1195000000 | 1.479e-05 | 12930000000 | 0.65 | N/A | Yes | BEM | Hydrodynamics | (with | Morison | drag) | 0 | 0 | 0
[7 empty] | 176.1 | 135 | 1 | 20 | Floater | No | 0 | 6.158e-05 | 0 | 0 | 1553000000 | 1553000000 | 2488000000 | 2488000000 | 0 | 0 | 1195000000 | 1.479e-05 | 12930000000 | 0.65 | N/A | Yes | BEM | Hydrodynamics | (with | Morison | drag) | 0 | 0 | 0 | [9 empty] | 176 | 135 | 136 | 176 | 176 | 1c | 0 | 176 | 2.10E+11 | 8.08E+10 | 7850 | 1 | 0.02
[7 empty] | 176.2 | 136 | 1 | 20 | Floater | No | 0 | 6.158e-05 | 0 | 0 | 1553000000 | 1553000000 | 2488000000 | 2488000000 | 0 | 0 | 1195000000 | 1.479e-05 | 12930000000 | 0.65 | N/A | Yes | BEM | Hydrodynamics | (with | Morison | drag) | 0 | 0 | 0
[7 empty] | 177.1 | 136 | 1 | 20 | Floater | No | 0 | 6.158e-05 | 0 | 0 | 1553000000 | 1553000000 | 2488000000 | 2488000000 | 0 | 0 | 1195000000 | 1.479e-05 | 12930000000 | 0.65 | N/A | Yes | BEM | Hydrodynamics | (with | Morison | drag) | 0 | 0 | 0 | [9 empty] | 177 | 136 | 137 | 177 | 177 | 1c | 0 | 177 | 2.10E+11 | 8.08E+10 | 7850 | 1 | 0.02
[7 empty] | 177.2 | 137 | 1 | 20 | Floater | No | 0 | 6.158e-05 | 0 | 0 | 1553000000 | 1553000000 | 2488000000 | 2488000000 | 0 | 0 | 1195000000 | 1.479e-05 | 12930000000 | 0.65 | N/A | Yes | BEM | Hydrodynamics | (with | Morison | drag) | 0 | 0 | 0
[7 empty] | 178.1 | 137 | 1 | 20 | Floater | No | 0 | 6.158e-05 | 0 | 0 | 1553000000 | 1553000000 | 2488000000 | 2488000000 | 0 | 0 | 1195000000 | 1.479e-05 | 12930000000 | 0.65 | N/A | Yes | BEM | Hydrodynamics | (with | Morison | drag) | 0 | 0 | 0 | [9 empty] | 178 | 137 | 138 | 178 | 178 | 1c | 0 | 178 | 2.10E+11 | 8.08E+10 | 7850 | 1 | 0.02
[7 empty] | 178.2 | 138 | 1 | 20 | Floater | No | 0 | 6.158e-05 | 0 | 0 | 1553000000 | 1553000000 | 2488000000 | 2488000000 | 0 | 0 | 1195000000 | 1.479e-05 | 12930000000 | 0.65 | N/A | Yes | BEM | Hydrodynamics | (with | Morison | drag) | 0 | 0 | 0
[7 empty] | 179.1 | 138 | 1 | 20 | Floater | No | 0 | 6.158e-05 | 0 | 0 | 1553000000 | 1553000000 | 2488000000 | 2488000000 | 0 | 0 | 1195000000 | 1.479e-05 | 12930000000 | 0.65 | N/A | Yes | BEM | Hydrodynamics | (with | Morison | drag) | 0 | 0 | 0 | [9 empty] | 179 | 138 | 139 | 179 | 179 | 1c | 0 | 179 | 2.10E+11 | 8.08E+10 | 7850 | 1 | 0.02
[7 empty] | 179.2 | 139 | 1 | 20 | Floater | No | 0 | 6.158e-05 | 0 | 0 | 1553000000 | 1553000000 | 2488000000 | 2488000000 | 0 | 0 | 1195000000 | 1.479e-05 | 12930000000 | 0.65 | N/A | Yes | BEM | Hydrodynamics | (with | Morison | drag) | 0 | 0 | 0
[7 empty] | 180.1 | 133 | 1 | 20 | Floater | No | 0 | 6.158e-05 | 0 | 0 | 1553000000 | 1553000000 | 2488000000 | 2488000000 | 0 | 0 | 1195000000 | 1.479e-05 | 12930000000 | 0.65 | N/A | Yes | BEM | Hydrodynamics | (with | Morison | drag) | 0 | 0 | 0 | [9 empty] | 180 | 133 | 140 | 180 | 180 | 1c | 0 | 180 | 2.10E+11 | 8.08E+10 | 7850 | 1 | 0.02
[7 empty] | 180.2 | 140 | 1 | 20 | Floater | No | 0 | 6.158e-05 | 0 | 0 | 1553000000 | 1553000000 | 2488000000 | 2488000000 | 0 | 0 | 1195000000 | 1.479e-05 | 12930000000 | 0.65 | N/A | Yes | BEM | Hydrodynamics | (with | Morison | drag) | 0 | 0 | 0
[7 empty] | 181.1 | 140 | 1 | 20 | Floater | No | 0 | 6.158e-05 | 0 | 0 | 1553000000 | 1553000000 | 2488000000 | 2488000000 | 0 | 0 | 1195000000 | 1.479e-05 | 12930000000 | 0.65 | N/A | Yes | BEM | Hydrodynamics | (with | Morison | drag) | 0 | 0 | 0 | [9 empty] | 181 | 140 | 141 | 181 | 181 | 1c | 0 | 181 | 2.10E+11 | 8.08E+10 | 7850 | 1 | 0.02
[7 empty] | 181.2 | 141 | 1 | 20 | Floater | No | 0 | 6.158e-05 | 0 | 0 | 1553000000 | 1553000000 | 2488000000 | 2488000000 | 0 | 0 | 1195000000 | 1.479e-05 | 12930000000 | 0.65 | N/A | Yes | BEM | Hydrodynamics | (with | Morison | drag) | 0 | 0 | 0
[7 empty] | 182.1 | 141 | 1 | 20 | Floater | No | 0 | 6.158e-05 | 0 | 0 | 1553000000 | 1553000000 | 2488000000 | 2488000000 | 0 | 0 | 1195000000 | 1.479e-05 | 12930000000 | 0.65 | N/A | Yes | BEM | Hydrodynamics | (with | Morison | drag) | 0 | 0 | 0 | [9 empty] | 182 | 141 | 142 | 182 | 182 | 1c | 0 | 182 | 2.10E+11 | 8.08E+10 | 7850 | 1 | 0.02
[7 empty] | 182.2 | 142 | 1 | 20 | Floater | No | 0 | 6.158e-05 | 0 | 0 | 1553000000 | 1553000000 | 2488000000 | 2488000000 | 0 | 0 | 1195000000 | 1.479e-05 | 12930000000 | 0.65 | N/A | Yes | BEM | Hydrodynamics | (with | Morison | drag) | 0 | 0 | 0
[7 empty] | 183.1 | 142 | 1 | 20 | Floater | No | 0 | 6.158e-05 | 0 | 0 | 1553000000 | 1553000000 | 2488000000 | 2488000000 | 0 | 0 | 1195000000 | 1.479e-05 | 12930000000 | 0.65 | N/A | Yes | BEM | Hydrodynamics | (with | Morison | drag) | 0 | 0 | 0 | [9 empty] | 183 | 142 | 143 | 183 | 183 | 1c | 0 | 183 | 2.10E+11 | 8.08E+10 | 7850 | 1 | 0.02
[7 empty] | 183.2 | 143 | 1 | 20 | Floater | No | 0 | 6.158e-05 | 0 | 0 | 1553000000 | 1553000000 | 2488000000 | 2488000000 | 0 | 0 | 1195000000 | 1.479e-05 | 12930000000 | 0.65 | N/A | Yes | BEM | Hydrodynamics | (with | Morison | drag) | 0 | 0 | 0
[7 empty] | 184.1 | 143 | 1 | 20 | Floater | No | 0 | 6.158e-05 | 0 | 0 | 1553000000 | 1553000000 | 2488000000 | 2488000000 | 0 | 0 | 1195000000 | 1.479e-05 | 12930000000 | 0.65 | N/A | Yes | BEM | Hydrodynamics | (with | Morison | drag) | 0 | 0 | 0 | [9 empty] | 184 | 143 | 144 | 184 | 184 | 1c | 0 | 184 | 2.10E+11 | 8.08E+10 | 7850 | 1 | 0.02
[7 empty] | 184.2 | 144 | 1 | 20 | Floater | No | 0 | 6.158e-05 | 0 | 0 | 1553000000 | 1553000000 | 2488000000 | 2488000000 | 0 | 0 | 1195000000 | 1.479e-05 | 12930000000 | 0.65 | N/A | Yes | BEM | Hydrodynamics | (with | Morison | drag) | 0 | 0 | 0
[7 empty] | 185.1 | 144 | 1 | 20 | Floater | No | 0 | 6.158e-05 | 0 | 0 | 1553000000 | 1553000000 | 2488000000 | 2488000000 | 0 | 0 | 1195000000 | 1.479e-05 | 12930000000 | 0.65 | N/A | Yes | BEM | Hydrodynamics | (with | Morison | drag) | 0 | 0 | 0 | [9 empty] | 185 | 144 | 145 | 185 | 185 | 1c | 0 | 185 | 2.10E+11 | 8.08E+10 | 7850 | 1 | 0.02
[7 empty] | 185.2 | 145 | 1 | 20 | Floater | No | 0 | 6.158e-05 | 0 | 0 | 1553000000 | 1553000000 | 2488000000 | 2488000000 | 0 | 0 | 1195000000 | 1.479e-05 | 12930000000 | 0.65 | N/A | Yes | BEM | Hydrodynamics | (with | Morison | drag) | 0 | 0 | 0
[7 empty] | 186.1 | 145 | 1 | 20 | Floater | No | 0 | 6.158e-05 | 0 | 0 | 1553000000 | 1553000000 | 2488000000 | 2488000000 | 0 | 0 | 1195000000 | 1.479e-05 | 12930000000 | 0.65 | N/A | Yes | BEM | Hydrodynamics | (with | Morison | drag) | 0 | 0 | 0 | [9 empty] | 186 | 145 | 146 | 186 | 186 | 1c | 0 | 186 | 2.10E+11 | 8.08E+10 | 7850 | 1 | 0.02
[7 empty] | 186.2 | 146 | 1 | 20 | Floater | No | 0 | 6.158e-05 | 0 | 0 | 1553000000 | 1553000000 | 2488000000 | 2488000000 | 0 | 0 | 1195000000 | 1.479e-05 | 12930000000 | 0.65 | N/A | Yes | BEM | Hydrodynamics | (with | Morison | drag) | 0 | 0 | 0
[7 empty] | 187.1 | 146 | 1 | 20 | Floater | No | 0 | 6.158e-05 | 0 | 0 | 1553000000 | 1553000000 | 2488000000 | 2488000000 | 0 | 0 | 1195000000 | 1.479e-05 | 12930000000 | 0.65 | N/A | Yes | BEM | Hydrodynamics | (with | Morison | drag) | 0 | 0 | 0 | [9 empty] | 187 | 146 | 47 | 187 | 187 | 1c | 0 | 187 | 2.10E+11 | 8.08E+10 | 7850 | 1 | 0.02
[7 empty] | 187.2 | 47 | 1 | 20 | Floater | No | 0 | 6.158e-05 | 0 | 0 | 1553000000 | 1553000000 | 2488000000 | 2488000000 | 0 | 0 | 1195000000 | 1.479e-05 | 12930000000 | 0.65 | N/A | Yes | BEM | Hydrodynamics | (with | Morison | drag) | 0 | 0 | 0
[7 empty] | 188.1 | 36 | 0.1 | 1 | Floater | No | 0 | 3.11e-07 | 0 | 0 | 80025.4 | 80025.4 | 12570000 | 12570000 | 0 | 0 | 61581.5 | 7.621e-10 | 65310000 | 0.65 | N/A | Yes | BEM | Hydrodynamics | (with | Morison | drag) | 0 | 0 | 0 | [9 empty] | 188 | 36 | 223 | 188 | 188 | 1c | 0 | 188 | 2.10E+11 | 8.08E+10 | 7850 | 0.1 | 0.001
[7 empty] | 188.2 | 223 | 0.1 | 1 | Floater | No | 0 | 3.11e-07 | 0 | 0 | 80025.4 | 80025.4 | 12570000 | 12570000 | 0 | 0 | 61581.5 | 7.621e-10 | 65310000 | 0.65 | N/A | Yes | BEM | Hydrodynamics | (with | Morison | drag) | 0 | 0 | 0
[7 empty] | 189.1 | 36 | 0.1 | 1 | Floater | No | 0 | 3.11e-07 | 0 | 0 | 80025.4 | 80025.4 | 12570000 | 12570000 | 0 | 0 | 61581.5 | 7.621e-10 | 65310000 | 0.65 | N/A | Yes | BEM | Hydrodynamics | (with | Morison | drag) | 0 | 0 | 0 | [9 empty] | 189 | 36 | 224 | 189 | 189 | 1c | 0 | 189 | 2.10E+11 | 8.08E+10 | 7850 | 0.1 | 0.001
[7 empty] | 189.2 | 224 | 0.1 | 1 | Floater | No | 0 | 3.11e-07 | 0 | 0 | 80025.4 | 80025.4 | 12570000 | 12570000 | 0 | 0 | 61581.5 | 7.621e-10 | 65310000 | 0.65 | N/A | Yes | BEM | Hydrodynamics | (with | Morison | drag) | 0 | 0 | 0
[7 empty] | 190.1 | 21 | 0.1 | 1 | Floater | No | 0 | 3.11e-07 | 0 | 0 | 80025.4 | 80025.4 | 12570000 | 12570000 | 0 | 0 | 61581.5 | 7.621e-10 | 65310000 | 0.65 | N/A | Yes | BEM | Hydrodynamics | (with | Morison | drag) | 0 | 0 | 0 | [9 empty] | 190 | 21 | 225 | 190 | 190 | 1c | 0 | 190 | 2.10E+11 | 8.08E+10 | 7850 | 0.1 | 0.001
[7 empty] | 190.2 | 225 | 0.1 | 1 | Floater | No | 0 | 3.11e-07 | 0 | 0 | 80025.4 | 80025.4 | 12570000 | 12570000 | 0 | 0 | 61581.5 | 7.621e-10 | 65310000 | 0.65 | N/A | Yes | BEM | Hydrodynamics | (with | Morison | drag) | 0 | 0 | 0
[7 empty] | 191.1 | 21 | 0.1 | 1 | Floater | No | 0 | 3.11e-07 | 0 | 0 | 80025.4 | 80025.4 | 12570000 | 12570000 | 0 | 0 | 61581.5 | 7.621e-10 | 65310000 | 0.65 | N/A | Yes | BEM | Hydrodynamics | (with | Morison | drag) | 0 | 0 | 0 | [9 empty] | 191 | 21 | 226 | 191 | 191 | 1c | 0 | 191 | 2.10E+11 | 8.08E+10 | 7850 | 0.1 | 0.001
[7 empty] | 191.2 | 226 | 0.1 | 1 | Floater | No | 0 | 3.11e-07 | 0 | 0 | 80025.4 | 80025.4 | 12570000 | 12570000 | 0 | 0 | 61581.5 | 7.621e-10 | 65310000 | 0.65 | N/A | Yes | BEM | Hydrodynamics | (with | Morison | drag) | 0 | 0 | 0
[7 empty] | 192.1 | 51 | 0.1 | 1 | Floater | No | 0 | 3.11e-07 | 0 | 0 | 80025.4 | 80025.4 | 12570000 | 12570000 | 0 | 0 | 61581.5 | 7.621e-10 | 65310000 | 0.65 | N/A | Yes | BEM | Hydrodynamics | (with | Morison | drag) | 0 | 0 | 0 | [9 empty] | 192 | 51 | 227 | 192 | 192 | 1c | 0 | 192 | 2.10E+11 | 8.08E+10 | 7850 | 0.1 | 0.001
[7 empty] | 192.2 | 227 | 0.1 | 1 | Floater | No | 0 | 3.11e-07 | 0 | 0 | 80025.4 | 80025.4 | 12570000 | 12570000 | 0 | 0 | 61581.5 | 7.621e-10 | 65310000 | 0.65 | N/A | Yes | BEM | Hydrodynamics | (with | Morison | drag) | 0 | 0 | 0
[7 empty] | 193.1 | 51 | 0.1 | 1 | Floater | No | 0 | 3.11e-07 | 0 | 0 | 80025.4 | 80025.4 | 12570000 | 12570000 | 0 | 0 | 61581.5 | 7.621e-10 | 65310000 | 0.65 | N/A | Yes | BEM | Hydrodynamics | (with | Morison | drag) | 0 | 0 | 0 | [9 empty] | 193 | 51 | 228 | 193 | 193 | 1c | 0 | 193 | 2.10E+11 | 8.08E+10 | 7850 | 0.1 | 0.001
[7 empty] | 193.2 | 228 | 0.1 | 1 | Floater | No | 0 | 3.11e-07 | 0 | 0 | 80025.4 | 80025.4 | 12570000 | 12570000 | 0 | 0 | 61581.5 | 7.621e-10 | 65310000 | 0.65 | N/A | Yes | BEM | Hydrodynamics | (with | Morison | drag) | 0 | 0 | 0
| PropSetID | YoungE | ShearG | MatDens | XsecD | XsecT | 194.1 | 15 | 5 | 35 | Floater | No | 0 | 0.0005459 | 0 | 0 | 353300000000 | 353300000000 | 22060000000 | 22060000000 | 0 | 0 | 271900000000 | 0.003365 | 114600000000 | 0.65 | N/A | Yes | BEM | Hydrodynamics | (with | Morison | drag) | 0 | 0 | 0 | [9 empty] | 194 | 15 | 229 | 194 | 194 | 1c | 0 | 194 | 2.10E+11 | 8.08E+10 | 7850 | 5 | 0.035
| (-) | (N/m2) | (N/m2) | (kg/m3) | (m) | (m) | 194.2 | 229 | 5 | 35 | Floater | No | 0 | 0.0005459 | 0 | 0 | 353300000000 | 353300000000 | 22060000000 | 22060000000 | 0 | 0 | 271900000000 | 0.003365 | 114600000000 | 0.65 | N/A | Yes | BEM | Hydrodynamics | (with | Morison | drag) | 0 | 0 | 0
| 35 | 210000000000 | 80769000000 | 7850 | 5.126 | 0.063 | 195.1 | 229 | 5.126 | 63 | Steel | No | 0 | 4407.11 | 0 | 0 | 363200000000 | 363200000000 | 22680000000 | 22680000000 | 0 | 0 | 279500000000 | 27150.6 | 117900000000 | 0.65 | N/A | Yes | BEM | Hydrodynamics | (with | Morison | drag) | 0 | 0 | 0 | [9 empty] | 195 | 229 | 230 | 195 | 195 | 1c | 0 | 195 | 2.10E+11 | 8.08E+10 | 7850 | 5.126 | 0.063
[7 empty] | 195.2 | 230 | 5.126 | 63 | Steel | No | 0 | 4407.11 | 0 | 0 | 363200000000 | 363200000000 | 22680000000 | 22680000000 | 0 | 0 | 279500000000 | 27150.6 | 117900000000 | 0.65 | N/A | Yes | BEM | Hydrodynamics | (with | Morison | drag) | 0 | 0 | 0
| 34 | 210000000000 | 80769000000 | 7850 | 5.126 | 0.063 | 196.1 | 230 | 5.126 | 63 | Steel | No | 0 | 4285.56 | 0 | 0 | 353300000000 | 353300000000 | 22060000000 | 22060000000 | 0 | 0 | 271900000000 | 26412.4 | 114600000000 | 0.65 | N/A | Yes | BEM | Hydrodynamics | (with | Morison | drag) | 0 | 0 | 0 | [9 empty] | 196 | 230 | 231 | 196 | 196 | 1c | 0 | 196 | 2.10E+11 | 8.08E+10 | 7850 | 5.126 | 0.063
[7 empty] | 196.2 | 231 | 5.126 | 63 | Steel | No | 0 | 4285.56 | 0 | 0 | 353300000000 | 353300000000 | 22060000000 | 22060000000 | 0 | 0 | 271900000000 | 26412.4 | 114600000000 | 0.65 | N/A | Yes | BEM | Hydrodynamics | (with | Morison | drag) | 0 | 0 | 0
| 33 | 210000000000 | 80769000000 | 7850 | 5.126 | 0.063 | 197.1 | 231 | 5.126 | 63 | Steel | No | 0 | 4163.93 | 0 | 0 | 343400000000 | 343400000000 | 21430000000 | 21430000000 | 0 | 0 | 264300000000 | 25673.1 | 111400000000 | 0.65 | N/A | Yes | BEM | Hydrodynamics | (with | Morison | drag) | 0 | 0 | 0 | [9 empty] | 197 | 231 | 232 | 197 | 197 | 1c | 0 | 197 | 2.10E+11 | 8.08E+10 | 7850 | 5.126 | 0.063
[7 empty] | 197.2 | 232 | 5.126 | 63 | Steel | No | 0 | 4163.93 | 0 | 0 | 343400000000 | 343400000000 | 21430000000 | 21430000000 | 0 | 0 | 264300000000 | 25673.1 | 111400000000 | 0.65 | N/A | Yes | BEM | Hydrodynamics | (with | Morison | drag) | 0 | 0 | 0
| 32 | 210000000000 | 80769000000 | 7850 | 5.1 | 0.05 | 198.1 | 232 | 5.1 | 50 | Steel | No | 0 | 4163.93 | 0 | 0 | 343400000000 | 343400000000 | 21430000000 | 21430000000 | 0 | 0 | 264300000000 | 25673.1 | 111400000000 | 0.65 | N/A | Yes | BEM | Hydrodynamics | (with | Morison | drag) | 0 | 0 | 0 | [9 empty] | 198 | 232 | 233 | 198 | 198 | 1c | 0 | 198 | 2.10E+11 | 8.08E+10 | 7850 | 5.1 | 0.05
[7 empty] | 198.2 | 233 | 5.1 | 50 | Steel | No | 0 | 4163.93 | 0 | 0 | 343400000000 | 343400000000 | 21430000000 | 21430000000 | 0 | 0 | 264300000000 | 25673.1 | 111400000000 | 0.65 | N/A | Yes | BEM | Hydrodynamics | (with | Morison | drag) | 0 | 0 | 0
| 31 | 210000000000 | 80769000000 | 7850 | 5.086 | 0.043 | 199.1 | 233 | 5.086 | 43 | Steel | No | 0 | 4163.93 | 0 | 0 | 343400000000 | 343400000000 | 21430000000 | 21430000000 | 0 | 0 | 264300000000 | 25673.1 | 111400000000 | 0.65 | N/A | Yes | BEM | Hydrodynamics | (with | Morison | drag) | 0 | 0 | 0 | [9 empty] | 199 | 233 | 234 | 199 | 199 | 1c | 0 | 199 | 2.10E+11 | 8.08E+10 | 7850 | 5.086 | 0.043
[7 empty] | 199.2 | 234 | 5.086 | 43 | Steel | No | 0 | 4163.93 | 0 | 0 | 343400000000 | 343400000000 | 21430000000 | 21430000000 | 0 | 0 | 264300000000 | 25673.1 | 111400000000 | 0.65 | N/A | Yes | BEM | Hydrodynamics | (with | Morison | drag) | 0 | 0 | 0
| 30 | 210000000000 | 80769000000 | 7850 | 5.08 | 0.04 | 200.1 | 234 | 5.08 | 40 | Steel | No | 0 | 4042.29 | 0 | 0 | 333500000000 | 333500000000 | 20800000000 | 20800000000 | 0 | 0 | 256600000000 | 24933 | 108100000000 | 0.65 | N/A | Yes | BEM | Hydrodynamics | (with | Morison | drag) | 0 | 0 | 0 | [9 empty] | 200 | 234 | 235 | 200 | 200 | 1c | 0 | 200 | 2.10E+11 | 8.08E+10 | 7850 | 5.08 | 0.04
[7 empty] | 200.2 | 235 | 5.08 | 40 | Steel | No | 0 | 4042.29 | 0 | 0 | 333500000000 | 333500000000 | 20800000000 | 20800000000 | 0 | 0 | 256600000000 | 24933 | 108100000000 | 0.65 | N/A | Yes | BEM | Hydrodynamics | (with | Morison | drag) | 0 | 0 | 0
| 29 | 210000000000 | 80769000000 | 7850 | 5.076 | 0.038 | 201.1 | 235 | 5.076 | 38 | Steel | No | 0 | 3920.59 | 0 | 0 | 323600000000 | 323600000000 | 20180000000 | 20180000000 | 0 | 0 | 249000000000 | 24192.1 | 104900000000 | 0.65 | N/A | Yes | BEM | Hydrodynamics | (with | Morison | drag) | 0 | 0 | 0 | [9 empty] | 201 | 235 | 236 | 201 | 201 | 1c | 0 | 201 | 2.10E+11 | 8.08E+10 | 7850 | 5.076 | 0.038
[7 empty] | 201.2 | 236 | 5.076 | 38 | Steel | No | 0 | 3920.59 | 0 | 0 | 323600000000 | 323600000000 | 20180000000 | 20180000000 | 0 | 0 | 249000000000 | 24192.1 | 104900000000 | 0.65 | N/A | Yes | BEM | Hydrodynamics | (with | Morison | drag) | 0 | 0 | 0
| 28 | 210000000000 | 80769000000 | 7850 | 5.074 | 0.037 | 202.1 | 236 | 5.074 | 37 | Steel | No | 0 | 3798.82 | 0 | 0 | 313700000000 | 313700000000 | 19550000000 | 19550000000 | 0 | 0 | 241400000000 | 23450 | 101600000000 | 0.65 | N/A | Yes | BEM | Hydrodynamics | (with | Morison | drag) | 0 | 0 | 0 | [9 empty] | 202 | 236 | 237 | 202 | 202 | 1c | 0 | 202 | 2.10E+11 | 8.08E+10 | 7850 | 5.074 | 0.037
[7 empty] | 202.2 | 237 | 5.074 | 37 | Steel | No | 0 | 3798.82 | 0 | 0 | 313700000000 | 313700000000 | 19550000000 | 19550000000 | 0 | 0 | 241400000000 | 23450 | 101600000000 | 0.65 | N/A | Yes | BEM | Hydrodynamics | (with | Morison | drag) | 0 | 0 | 0
| 27 | 210000000000 | 80769000000 | 7850 | 5.072 | 0.036 | 203.1 | 237 | 5.072 | 36 | Steel | No | 0 | 3798.82 | 0 | 0 | 313700000000 | 313700000000 | 19550000000 | 19550000000 | 0 | 0 | 241400000000 | 23450 | 101600000000 | 0.65 | N/A | Yes | BEM | Hydrodynamics | (with | Morison | drag) | 0 | 0 | 0 | [9 empty] | 203 | 237 | 238 | 203 | 203 | 1c | 0 | 203 | 2.10E+11 | 8.08E+10 | 7850 | 5.072 | 0.036
[7 empty] | 203.2 | 238 | 5.072 | 36 | Steel | No | 0 | 3798.82 | 0 | 0 | 313700000000 | 313700000000 | 19550000000 | 19550000000 | 0 | 0 | 241400000000 | 23450 | 101600000000 | 0.65 | N/A | Yes | BEM | Hydrodynamics | (with | Morison | drag) | 0 | 0 | 0
| 26 | 210000000000 | 80769000000 | 7850 | 5.07 | 0.035 | 204.1 | 238 | 5.07 | 35 | Steel | No | 0 | 3677.02 | 0 | 0 | 303700000000 | 303700000000 | 18920000000 | 18920000000 | 0 | 0 | 233700000000 | 22707.3 | 98370000000 | 0.65 | N/A | Yes | BEM | Hydrodynamics | (with | Morison | drag) | 0 | 0 | 0 | [9 empty] | 204 | 238 | 239 | 204 | 204 | 1c | 0 | 204 | 2.10E+11 | 8.08E+10 | 7850 | 5.07 | 0.035
[7 empty] | 204.2 | 239 | 5.07 | 35 | Steel | No | 0 | 3677.02 | 0 | 0 | 303700000000 | 303700000000 | 18920000000 | 18920000000 | 0 | 0 | 233700000000 | 22707.3 | 98370000000 | 0.65 | N/A | Yes | BEM | Hydrodynamics | (with | Morison | drag) | 0 | 0 | 0
| 25 | 210000000000 | 80769000000 | 7850 | 5.066 | 0.033 | 205.1 | 239 | 5.066 | 33 | Steel | No | 0 | 3555.18 | 0 | 0 | 293800000000 | 293800000000 | 18300000000 | 18300000000 | 0 | 0 | 226100000000 | 21963.6 | 95110000000 | 0.65 | N/A | Yes | BEM | Hydrodynamics | (with | Morison | drag) | 0 | 0 | 0 | [9 empty] | 205 | 239 | 240 | 205 | 205 | 1c | 0 | 205 | 2.10E+11 | 8.08E+10 | 7850 | 5.066 | 0.033
[7 empty] | 205.2 | 240 | 5.066 | 33 | Steel | No | 0 | 3555.18 | 0 | 0 | 293800000000 | 293800000000 | 18300000000 | 18300000000 | 0 | 0 | 226100000000 | 21963.6 | 95110000000 | 0.65 | N/A | Yes | BEM | Hydrodynamics | (with | Morison | drag) | 0 | 0 | 0
| 24 | 210000000000 | 80769000000 | 7850 | 5.066 | 0.033 | 206.1 | 240 | 5.066 | 33 | Steel | No | 0 | 3555.18 | 0 | 0 | 293800000000 | 293800000000 | 18300000000 | 18300000000 | 0 | 0 | 226100000000 | 21963.6 | 95110000000 | 0.65 | N/A | Yes | BEM | Hydrodynamics | (with | Morison | drag) | 0 | 0 | 0 | [9 empty] | 206 | 240 | 241 | 206 | 206 | 1c | 0 | 206 | 2.10E+11 | 8.08E+10 | 7850 | 5.066 | 0.033
[7 empty] | 206.2 | 241 | 5.066 | 33 | Steel | No | 0 | 3555.18 | 0 | 0 | 293800000000 | 293800000000 | 18300000000 | 18300000000 | 0 | 0 | 226100000000 | 21963.6 | 95110000000 | 0.65 | N/A | Yes | BEM | Hydrodynamics | (with | Morison | drag) | 0 | 0 | 0
| 23 | 210000000000 | 80769000000 | 7850 | 5.066 | 0.033 | 207.1 | 241 | 5.066 | 33 | Steel | No | 0 | 3433.29 | 0 | 0 | 283800000000 | 283800000000 | 17670000000 | 17670000000 | 0 | 0 | 218400000000 | 21219.1 | 91850000000 | 0.65 | N/A | Yes | BEM | Hydrodynamics | (with | Morison | drag) | 0 | 0 | 0 | [9 empty] | 207 | 241 | 242 | 207 | 207 | 1c | 0 | 207 | 2.10E+11 | 8.08E+10 | 7850 | 5.066 | 0.033
[7 empty] | 207.2 | 242 | 5.066 | 33 | Steel | No | 0 | 3433.29 | 0 | 0 | 283800000000 | 283800000000 | 17670000000 | 17670000000 | 0 | 0 | 218400000000 | 21219.1 | 91850000000 | 0.65 | N/A | Yes | BEM | Hydrodynamics | (with | Morison | drag) | 0 | 0 | 0
| 22 | 210000000000 | 80769000000 | 7850 | 5.066 | 0.033 | 208.1 | 242 | 5.066 | 33 | Steel | No | 0 | 3433.29 | 0 | 0 | 283800000000 | 283800000000 | 17670000000 | 17670000000 | 0 | 0 | 218400000000 | 21219.1 | 91850000000 | 0.65 | N/A | Yes | BEM | Hydrodynamics | (with | Morison | drag) | 0 | 0 | 0 | [9 empty] | 208 | 242 | 243 | 208 | 208 | 1c | 0 | 208 | 2.10E+11 | 8.08E+10 | 7850 | 5.066 | 0.033
[7 empty] | 208.2 | 243 | 5.066 | 33 | Steel | No | 0 | 3433.29 | 0 | 0 | 283800000000 | 283800000000 | 17670000000 | 17670000000 | 0 | 0 | 218400000000 | 21219.1 | 91850000000 | 0.65 | N/A | Yes | BEM | Hydrodynamics | (with | Morison | drag) | 0 | 0 | 0
| 21 | 210000000000 | 80769000000 | 7850 | 5.066 | 0.029 | 209.1 | 243 | 5.066 | 29 | Steel | No | 0 | 3311.32 | 0 | 0 | 273800000000 | 273800000000 | 17040000000 | 17040000000 | 0 | 0 | 210700000000 | 20473.4 | 88580000000 | 0.65 | N/A | Yes | BEM | Hydrodynamics | (with | Morison | drag) | 0 | 0 | 0 | [9 empty] | 209 | 243 | 244 | 209 | 209 | 1c | 0 | 209 | 2.10E+11 | 8.08E+10 | 7850 | 5.066 | 0.029
[7 empty] | 209.2 | 244 | 5.066 | 29 | Steel | No | 0 | 3311.32 | 0 | 0 | 273800000000 | 273800000000 | 17040000000 | 17040000000 | 0 | 0 | 210700000000 | 20473.4 | 88580000000 | 0.65 | N/A | Yes | BEM | Hydrodynamics | (with | Morison | drag) | 0 | 0 | 0
| 20 | 210000000000 | 80769000000 | 7850 | 5.066 | 0.028 | 210.1 | 244 | 5.066 | 28 | Steel | N/A | 0 | 3189.32 | 0 | 0 | 263900000000 | 263900000000 | 16410000000 | 16410000000 | 0 | 0 | 203100000000 | 19727.1 | 85320000000 | 0.65 | N/A | No | BEM | Hydrodynamics | (with | Morison | drag) | 0 | 0 | 0 | [9 empty] | 210 | 244 | 245 | 210 | 210 | 1c | 0 | 210 | 2.10E+11 | 8.08E+10 | 7850 | 5.066 | 0.028
[7 empty] | 210.2 | 245 | 5.066 | 28 | Steel | N/A | 0 | 3189.32 | 0 | 0 | 263900000000 | 263900000000 | 16410000000 | 16410000000 | 0 | 0 | 203100000000 | 19727.1 | 85320000000 | 0.65 | N/A | No | BEM | Hydrodynamics | (with | Morison | drag) | 0 | 0 | 0
| 19 | 210000000000 | 80769000000 | 7850 | 5.066 | 0.027 | 211.1 | 245 | 5.066 | 27 | Steel | N/A | 0 | 3189.32 | 0 | 0 | 263900000000 | 263900000000 | 16410000000 | 16410000000 | 0 | 0 | 203100000000 | 19727.1 | 85320000000 | 0.65 | N/A | No | BEM | Hydrodynamics | (with | Morison | drag) | 0 | 0 | 0 | [9 empty] | 211 | 245 | 246 | 211 | 211 | 1c | 0 | 211 | 2.10E+11 | 8.08E+10 | 7850 | 5.066 | 0.027
[7 empty] | 211.2 | 246 | 5.066 | 27 | Steel | N/A | 0 | 3189.32 | 0 | 0 | 263900000000 | 263900000000 | 16410000000 | 16410000000 | 0 | 0 | 203100000000 | 19727.1 | 85320000000 | 0.65 | N/A | No | BEM | Hydrodynamics | (with | Morison | drag) | 0 | 0 | 0
| 18 | 210000000000 | 80769000000 | 7850 | 5.066 | 0.026 | 212.1 | 246 | 5.066 | 26 | Steel | N/A | 0 | 3067.28 | 0 | 0 | 253900000000 | 253900000000 | 15790000000 | 15790000000 | 0 | 0 | 195400000000 | 18979.8 | 82050000000 | 0.65 | N/A | No | BEM | Hydrodynamics | (with | Morison | drag) | 0 | 0 | 0 | [9 empty] | 212 | 246 | 247 | 212 | 212 | 1c | 0 | 212 | 2.10E+11 | 8.08E+10 | 7850 | 5.066 | 0.026
[7 empty] | 212.2 | 247 | 5.066 | 26 | Steel | N/A | 0 | 3067.28 | 0 | 0 | 253900000000 | 253900000000 | 15790000000 | 15790000000 | 0 | 0 | 195400000000 | 18979.8 | 82050000000 | 0.65 | N/A | No | BEM | Hydrodynamics | (with | Morison | drag) | 0 | 0 | 0
| 17 | 210000000000 | 80769000000 | 7850 | 5.066 | 0.025 | 213.1 | 247 | 5.066 | 25 | Steel | N/A | 0 | 2945.16 | 0 | 0 | 243900000000 | 243900000000 | 15160000000 | 15160000000 | 0 | 0 | 187700000000 | 18231.4 | 78790000000 | 0.65 | N/A | No | BEM | Hydrodynamics | (with | Morison | drag) | 0 | 0 | 0 | [9 empty] | 213 | 247 | 248 | 213 | 213 | 1c | 0 | 213 | 2.10E+11 | 8.08E+10 | 7850 | 5.066 | 0.025
[7 empty] | 213.2 | 248 | 5.066 | 25 | Steel | N/A | 0 | 2945.16 | 0 | 0 | 243900000000 | 243900000000 | 15160000000 | 15160000000 | 0 | 0 | 187700000000 | 18231.4 | 78790000000 | 0.65 | N/A | No | BEM | Hydrodynamics | (with | Morison | drag) | 0 | 0 | 0
| 16 | 210000000000 | 80769000000 | 7850 | 5.066 | 0.024 | 214.1 | 248 | 5.066 | 24 | Steel | N/A | 0 | 2823.03 | 0 | 0 | 233800000000 | 233800000000 | 14530000000 | 14530000000 | 0 | 0 | 179900000000 | 17482.3 | 75520000000 | 0.65 | N/A | No | BEM | Hydrodynamics | (with | Morison | drag) | 0 | 0 | 0 | [9 empty] | 214 | 248 | 249 | 214 | 214 | 1c | 0 | 214 | 2.10E+11 | 8.08E+10 | 7850 | 5.066 | 0.024
[7 empty] | 214.2 | 249 | 5.066 | 24 | Steel | N/A | 0 | 2823.03 | 0 | 0 | 233800000000 | 233800000000 | 14530000000 | 14530000000 | 0 | 0 | 179900000000 | 17482.3 | 75520000000 | 0.65 | N/A | No | BEM | Hydrodynamics | (with | Morison | drag) | 0 | 0 | 0
| 15 | 210000000000 | 80769000000 | 7850 | 5.066 | 0.024 | 215.1 | 249 | 5.066 | 24 | Steel | N/A | 0 | 2700.84 | 0 | 0 | 223800000000 | 223800000000 | 13900000000 | 13900000000 | 0 | 0 | 172200000000 | 16732.3 | 72250000000 | 0.65 | N/A | No | BEM | Hydrodynamics | (with | Morison | drag) | 0 | 0 | 0 | [9 empty] | 215 | 249 | 250 | 215 | 215 | 1c | 0 | 215 | 2.10E+11 | 8.08E+10 | 7850 | 5.066 | 0.024
[7 empty] | 215.2 | 250 | 5.066 | 24 | Steel | N/A | 0 | 2700.84 | 0 | 0 | 223800000000 | 223800000000 | 13900000000 | 13900000000 | 0 | 0 | 172200000000 | 16732.3 | 72250000000 | 0.65 | N/A | No | BEM | Hydrodynamics | (with | Morison | drag) | 0 | 0 | 0
| 14 | 210000000000 | 80769000000 | 7850 | 5.066 | 0.024 | 216.1 | 250 | 5.066 | 24 | Steel | N/A | 0 | 2700.84 | 0 | 0 | 223800000000 | 223800000000 | 13900000000 | 13900000000 | 0 | 0 | 172200000000 | 16732.3 | 72250000000 | 0.65 | N/A | No | BEM | Hydrodynamics | (with | Morison | drag) | 0 | 0 | 0 | [9 empty] | 216 | 250 | 251 | 216 | 216 | 1c | 0 | 216 | 2.10E+11 | 8.08E+10 | 7850 | 5.066 | 0.024
[7 empty] | 216.2 | 251 | 5.066 | 24 | Steel | N/A | 0 | 2700.84 | 0 | 0 | 223800000000 | 223800000000 | 13900000000 | 13900000000 | 0 | 0 | 172200000000 | 16732.3 | 72250000000 | 0.65 | N/A | No | BEM | Hydrodynamics | (with | Morison | drag) | 0 | 0 | 0
| 13 | 210000000000 | 80769000000 | 7850 | 5.066 | 0.024 | 217.1 | 251 | 5.066 | 24 | Steel | N/A | 0 | 2700.84 | 0 | 0 | 223800000000 | 223800000000 | 13900000000 | 13900000000 | 0 | 0 | 172200000000 | 16732.3 | 72250000000 | 0.65 | N/A | No | BEM | Hydrodynamics | (with | Morison | drag) | 0 | 0 | 0 | [9 empty] | 217 | 251 | 252 | 217 | 217 | 1c | 0 | 217 | 2.10E+11 | 8.08E+10 | 7850 | 5.066 | 0.024
[7 empty] | 217.2 | 252 | 5.066 | 24 | Steel | N/A | 0 | 2624.88 | 0 | 0 | 205500000000 | 205500000000 | 13510000000 | 13510000000 | 0 | 0 | 158100000000 | 15360 | 70220000000 | 0.65 | N/A | No | BEM | Hydrodynamics | (with | Morison | drag) | 0 | 0 | 0
| 12 | 210000000000 | 80769000000 | 7850 | 4.9204 | 0.02 | 218.1 | 252 | 4.9204 | 20 | Steel | N/A | 0 | 2624.88 | 0 | 0 | 205500000000 | 205500000000 | 13510000000 | 13510000000 | 0 | 0 | 158100000000 | 15360 | 70220000000 | 0.65 | N/A | No | BEM | Hydrodynamics | (with | Morison | drag) | 0 | 0 | 0 | [9 empty] | 218 | 252 | 253 | 218 | 218 | 1c | 0 | 218 | 2.10E+11 | 8.08E+10 | 7850 | 4.9204 | 0.02
[7 empty] | 218.2 | 253 | 4.9204 | 20 | Steel | N/A | 0 | 2547.29 | 0 | 0 | 187800000000 | 187800000000 | 13110000000 | 13110000000 | 0 | 0 | 144500000000 | 14037.8 | 68140000000 | 0.65 | N/A | No | BEM | Hydrodynamics | (with | Morison | drag) | 0 | 0 | 0
| 11 | 210000000000 | 80769000000 | 7850 | 4.7719 | 0.02 | 219.1 | 253 | 4.7719 | 20 | Steel | N/A | 0 | 2547.29 | 0 | 0 | 187800000000 | 187800000000 | 13110000000 | 13110000000 | 0 | 0 | 144500000000 | 14037.8 | 68140000000 | 0.65 | N/A | No | BEM | Hydrodynamics | (with | Morison | drag) | 0 | 0 | 0 | [9 empty] | 219 | 253 | 254 | 219 | 219 | 1c | 0 | 219 | 2.10E+11 | 8.08E+10 | 7850 | 4.7719 | 0.02
[7 empty] | 219.2 | 254 | 4.7719 | 20 | Steel | N/A | 0 | 2469.71 | 0 | 0 | 171100000000 | 171100000000 | 12710000000 | 12710000000 | 0 | 0 | 131700000000 | 12793.8 | 66070000000 | 0.65 | N/A | No | BEM | Hydrodynamics | (with | Morison | drag) | 0 | 0 | 0
| 10 | 210000000000 | 80769000000 | 7850 | 4.6234 | 0.019 | 220.1 | 254 | 4.6234 | 19 | Steel | N/A | 0 | 2581.39 | 0 | 0 | 178800000000 | 178800000000 | 13290000000 | 13290000000 | 0 | 0 | 137600000000 | 13366.5 | 69060000000 | 0.65 | N/A | No | BEM | Hydrodynamics | (with | Morison | drag) | 0 | 0 | 0 | [9 empty] | 220 | 254 | 255 | 220 | 220 | 1c | 0 | 220 | 2.10E+11 | 8.08E+10 | 7850 | 4.6234 | 0.019
[7 empty] | 220.2 | 255 | 4.6234 | 19 | Steel | N/A | 0 | 2500.28 | 0 | 0 | 162500000000 | 162500000000 | 12870000000 | 12870000000 | 0 | 0 | 125000000000 | 12145.7 | 66890000000 | 0.65 | N/A | No | BEM | Hydrodynamics | (with | Morison | drag) | 0 | 0 | 0
| 9 | 210000000000 | 80769000000 | 7850 | 4.4749 | 0.019 | 221.1 | 255 | 4.4749 | 19 | Steel | N/A | 0 | 2716.47 | 0 | 0 | 176300000000 | 176300000000 | 13980000000 | 13980000000 | 0 | 0 | 135700000000 | 13184 | 72670000000 | 0.65 | N/A | No | BEM | Hydrodynamics | (with | Morison | drag) | 0 | 0 | 0 | [9 empty] | 221 | 255 | 256 | 221 | 221 | 1c | 0 | 221 | 2.10E+11 | 8.08E+10 | 7850 | 4.4749 | 0.019
[7 empty] | 221.2 | 256 | 4.4749 | 19 | Steel | N/A | 0 | 2628.31 | 0 | 0 | 159700000000 | 159700000000 | 13530000000 | 13530000000 | 0 | 0 | 122900000000 | 11941.6 | 70310000000 | 0.65 | N/A | No | BEM | Hydrodynamics | (with | Morison | drag) | 0 | 0 | 0
| 8 | 210000000000 | 80769000000 | 7850 | 4.3265 | 0.018 | 222.1 | 256 | 4.3265 | 18 | Steel | N/A | 0 | 2523.75 | 0 | 0 | 153400000000 | 153400000000 | 12990000000 | 12990000000 | 0 | 0 | 118100000000 | 11471.9 | 67510000000 | 0.65 | N/A | No | BEM | Hydrodynamics | (with | Morison | drag) | 0 | 0 | 0 | [9 empty] | 222 | 256 | 257 | 222 | 222 | 1c | 0 | 222 | 2.10E+11 | 8.08E+10 | 7850 | 4.3265 | 0.018
[7 empty] | 222.2 | 257 | 4.3265 | 18 | Steel | N/A | 0 | 2438.52 | 0 | 0 | 138400000000 | 138400000000 | 12550000000 | 12550000000 | 0 | 0 | 106500000000 | 10348.5 | 65230000000 | 0.65 | N/A | No | BEM | Hydrodynamics | (with | Morison | drag) | 0 | 0 | 0
[7 empty] | 223.1 | 86 | 1 | 20 | Floater | No | 0 | 6.158e-05 | 0 | 0 | 1553000000 | 1553000000 | 2488000000 | 2488000000 | 0 | 0 | 1195000000 | 1.479e-05 | 12930000000 | 0.65 | N/A | Yes | BEM | Hydrodynamics | (with | Morison | drag) | 0 | 0 | 0 | [9 empty] | 223 | 86 | 58 | 223 | 223 | 1c | 0 | 223 | 2.10E+11 | 8.08E+10 | 7850 | 1 | 0.02
[7 empty] | 223.2 | 58 | 1 | 20 | Floater | No | 0 | 6.158e-05 | 0 | 0 | 1553000000 | 1553000000 | 2488000000 | 2488000000 | 0 | 0 | 1195000000 | 1.479e-05 | 12930000000 | 0.65 | N/A | Yes | BEM | Hydrodynamics | (with | Morison | drag) | 0 | 0 | 0
[7 empty] | 224.1 | 274 | 1 | 30 | Floater | No | 0 | 9.142e-05 | 0 | 0 | 2260000000 | 2260000000 | 3693000000 | 3693000000 | 0 | 0 | 1739000000 | 2.152e-05 | 19200000000 | 0.65 | N/A | Yes | BEM | Hydrodynamics | (with | Morison | drag) | 0 | 0 | 0 | [9 empty] | 224 | 274 | 181 | 224 | 224 | 1c | 0 | 224 | 2.10E+11 | 8.08E+10 | 7850 | 1 | 0.03
[7 empty] | 224.2 | 181 | 1 | 30 | Floater | No | 0 | 9.142e-05 | 0 | 0 | 2260000000 | 2260000000 | 3693000000 | 3693000000 | 0 | 0 | 1739000000 | 2.152e-05 | 19200000000 | 0.65 | N/A | Yes | BEM | Hydrodynamics | (with | Morison | drag) | 0 | 0 | 0
[7 empty] | 225.1 | 181 | 1 | 30 | Floater | No | 0 | 9.142e-05 | 0 | 0 | 2260000000 | 2260000000 | 3693000000 | 3693000000 | 0 | 0 | 1739000000 | 2.152e-05 | 19200000000 | 0.65 | N/A | Yes | BEM | Hydrodynamics | (with | Morison | drag) | 0 | 0 | 0 | [9 empty] | 225 | 181 | 182 | 225 | 225 | 1c | 0 | 225 | 2.10E+11 | 8.08E+10 | 7850 | 1 | 0.03
[7 empty] | 225.2 | 182 | 1 | 30 | Floater | No | 0 | 9.142e-05 | 0 | 0 | 2260000000 | 2260000000 | 3693000000 | 3693000000 | 0 | 0 | 1739000000 | 2.152e-05 | 19200000000 | 0.65 | N/A | Yes | BEM | Hydrodynamics | (with | Morison | drag) | 0 | 0 | 0
[7 empty] | 226.1 | 182 | 1 | 30 | Floater | No | 0 | 9.142e-05 | 0 | 0 | 2260000000 | 2260000000 | 3693000000 | 3693000000 | 0 | 0 | 1739000000 | 2.152e-05 | 19200000000 | 0.65 | N/A | Yes | BEM | Hydrodynamics | (with | Morison | drag) | 0 | 0 | 0 | [9 empty] | 226 | 182 | 271 | 226 | 226 | 1c | 0 | 226 | 2.10E+11 | 8.08E+10 | 7850 | 1 | 0.03
[7 empty] | 226.2 | 271 | 1 | 30 | Floater | No | 0 | 9.142e-05 | 0 | 0 | 2260000000 | 2260000000 | 3693000000 | 3693000000 | 0 | 0 | 1739000000 | 2.152e-05 | 19200000000 | 0.65 | N/A | Yes | BEM | Hydrodynamics | (with | Morison | drag) | 0 | 0 | 0
[7 empty] | 227.1 | 275 | 1 | 30 | Floater | No | 0 | 9.142e-05 | 0 | 0 | 2260000000 | 2260000000 | 3693000000 | 3693000000 | 0 | 0 | 1739000000 | 2.152e-05 | 19200000000 | 0.65 | N/A | Yes | BEM | Hydrodynamics | (with | Morison | drag) | 0 | 0 | 0 | [9 empty] | 227 | 275 | 183 | 227 | 227 | 1c | 0 | 227 | 2.10E+11 | 8.08E+10 | 7850 | 1 | 0.03
[7 empty] | 227.2 | 183 | 1 | 30 | Floater | No | 0 | 9.142e-05 | 0 | 0 | 2260000000 | 2260000000 | 3693000000 | 3693000000 | 0 | 0 | 1739000000 | 2.152e-05 | 19200000000 | 0.65 | N/A | Yes | BEM | Hydrodynamics | (with | Morison | drag) | 0 | 0 | 0
[7 empty] | 228.1 | 183 | 1 | 30 | Floater | No | 0 | 9.142e-05 | 0 | 0 | 2260000000 | 2260000000 | 3693000000 | 3693000000 | 0 | 0 | 1739000000 | 2.152e-05 | 19200000000 | 0.65 | N/A | Yes | BEM | Hydrodynamics | (with | Morison | drag) | 0 | 0 | 0 | [9 empty] | 228 | 183 | 184 | 228 | 228 | 1c | 0 | 228 | 2.10E+11 | 8.08E+10 | 7850 | 1 | 0.03
[7 empty] | 228.2 | 184 | 1 | 30 | Floater | No | 0 | 9.142e-05 | 0 | 0 | 2260000000 | 2260000000 | 3693000000 | 3693000000 | 0 | 0 | 1739000000 | 2.152e-05 | 19200000000 | 0.65 | N/A | Yes | BEM | Hydrodynamics | (with | Morison | drag) | 0 | 0 | 0
[7 empty] | 229.1 | 184 | 1 | 30 | Floater | No | 0 | 9.142e-05 | 0 | 0 | 2260000000 | 2260000000 | 3693000000 | 3693000000 | 0 | 0 | 1739000000 | 2.152e-05 | 19200000000 | 0.65 | N/A | Yes | BEM | Hydrodynamics | (with | Morison | drag) | 0 | 0 | 0 | [9 empty] | 229 | 184 | 272 | 229 | 229 | 1c | 0 | 229 | 2.10E+11 | 8.08E+10 | 7850 | 1 | 0.03
[7 empty] | 229.2 | 272 | 1 | 30 | Floater | No | 0 | 9.142e-05 | 0 | 0 | 2260000000 | 2260000000 | 3693000000 | 3693000000 | 0 | 0 | 1739000000 | 2.152e-05 | 19200000000 | 0.65 | N/A | Yes | BEM | Hydrodynamics | (with | Morison | drag) | 0 | 0 | 0
[7 empty] | 230.1 | 276 | 1 | 30 | Floater | No | 0 | 9.142e-05 | 0 | 0 | 2260000000 | 2260000000 | 3693000000 | 3693000000 | 0 | 0 | 1739000000 | 2.152e-05 | 19200000000 | 0.65 | N/A | Yes | BEM | Hydrodynamics | (with | Morison | drag) | 0 | 0 | 0 | [9 empty] | 230 | 276 | 185 | 230 | 230 | 1c | 0 | 230 | 2.10E+11 | 8.08E+10 | 7850 | 1 | 0.03
[7 empty] | 230.2 | 185 | 1 | 30 | Floater | No | 0 | 9.142e-05 | 0 | 0 | 2260000000 | 2260000000 | 3693000000 | 3693000000 | 0 | 0 | 1739000000 | 2.152e-05 | 19200000000 | 0.65 | N/A | Yes | BEM | Hydrodynamics | (with | Morison | drag) | 0 | 0 | 0
[7 empty] | 231.1 | 185 | 1 | 30 | Floater | No | 0 | 9.142e-05 | 0 | 0 | 2260000000 | 2260000000 | 3693000000 | 3693000000 | 0 | 0 | 1739000000 | 2.152e-05 | 19200000000 | 0.65 | N/A | Yes | BEM | Hydrodynamics | (with | Morison | drag) | 0 | 0 | 0 | [9 empty] | 231 | 185 | 186 | 231 | 231 | 1c | 0 | 231 | 2.10E+11 | 8.08E+10 | 7850 | 1 | 0.03
[7 empty] | 231.2 | 186 | 1 | 30 | Floater | No | 0 | 9.142e-05 | 0 | 0 | 2260000000 | 2260000000 | 3693000000 | 3693000000 | 0 | 0 | 1739000000 | 2.152e-05 | 19200000000 | 0.65 | N/A | Yes | BEM | Hydrodynamics | (with | Morison | drag) | 0 | 0 | 0
[7 empty] | 232.1 | 186 | 1 | 30 | Floater | No | 0 | 9.142e-05 | 0 | 0 | 2260000000 | 2260000000 | 3693000000 | 3693000000 | 0 | 0 | 1739000000 | 2.152e-05 | 19200000000 | 0.65 | N/A | Yes | BEM | Hydrodynamics | (with | Morison | drag) | 0 | 0 | 0 | [9 empty] | 232 | 186 | 273 | 232 | 232 | 1c | 0 | 232 | 2.10E+11 | 8.08E+10 | 7850 | 1 | 0.03
[7 empty] | 232.2 | 273 | 1 | 30 | Floater | No | 0 | 9.142e-05 | 0 | 0 | 2260000000 | 2260000000 | 3693000000 | 3693000000 | 0 | 0 | 1739000000 | 2.152e-05 | 19200000000 | 0.65 | N/A | Yes | BEM | Hydrodynamics | (with | Morison | drag) | 0 | 0 | 0
[7 empty] | 233.1 | 63 | 0.8 | 15 | Floater | No | 0 | 3.699e-05 | 0 | 0 | 598600000 | 598600000 | 1494000000 | 1494000000 | 0 | 0 | 460600000 | 5.701e-06 | 7768000000 | 0.65 | N/A | Yes | BEM | Hydrodynamics | (with | Morison | drag) | 0 | 0 | 0 | [9 empty] | 233 | 63 | 187 | 233 | 233 | 1c | 0 | 233 | 2.10E+11 | 8.08E+10 | 7850 | 0.8 | 0.015
[7 empty] | 233.2 | 187 | 0.8 | 15 | Floater | No | 0 | 3.699e-05 | 0 | 0 | 598600000 | 598600000 | 1494000000 | 1494000000 | 0 | 0 | 460600000 | 5.701e-06 | 7768000000 | 0.65 | N/A | Yes | BEM | Hydrodynamics | (with | Morison | drag) | 0 | 0 | 0
[7 empty] | 234.1 | 187 | 0.8 | 15 | Floater | No | 0 | 3.699e-05 | 0 | 0 | 598600000 | 598600000 | 1494000000 | 1494000000 | 0 | 0 | 460600000 | 5.701e-06 | 7768000000 | 0.65 | N/A | Yes | BEM | Hydrodynamics | (with | Morison | drag) | 0 | 0 | 0 | [9 empty] | 234 | 187 | 188 | 234 | 234 | 1c | 0 | 234 | 2.10E+11 | 8.08E+10 | 7850 | 0.8 | 0.015
[7 empty] | 234.2 | 188 | 0.8 | 15 | Floater | No | 0 | 3.699e-05 | 0 | 0 | 598600000 | 598600000 | 1494000000 | 1494000000 | 0 | 0 | 460600000 | 5.701e-06 | 7768000000 | 0.65 | N/A | Yes | BEM | Hydrodynamics | (with | Morison | drag) | 0 | 0 | 0
[7 empty] | 235.1 | 188 | 0.8 | 15 | Floater | No | 0 | 3.699e-05 | 0 | 0 | 598600000 | 598600000 | 1494000000 | 1494000000 | 0 | 0 | 460600000 | 5.701e-06 | 7768000000 | 0.65 | N/A | Yes | BEM | Hydrodynamics | (with | Morison | drag) | 0 | 0 | 0 | [9 empty] | 235 | 188 | 126 | 235 | 235 | 1c | 0 | 235 | 2.10E+11 | 8.08E+10 | 7850 | 0.8 | 0.015
[7 empty] | 235.2 | 126 | 0.8 | 15 | Floater | No | 0 | 3.699e-05 | 0 | 0 | 598600000 | 598600000 | 1494000000 | 1494000000 | 0 | 0 | 460600000 | 5.701e-06 | 7768000000 | 0.65 | N/A | Yes | BEM | Hydrodynamics | (with | Morison | drag) | 0 | 0 | 0
[7 empty] | 236.1 | 71 | 0.8 | 15 | Floater | No | 0 | 3.699e-05 | 0 | 0 | 598600000 | 598600000 | 1494000000 | 1494000000 | 0 | 0 | 460600000 | 5.701e-06 | 7768000000 | 0.65 | N/A | Yes | BEM | Hydrodynamics | (with | Morison | drag) | 0 | 0 | 0 | [9 empty] | 236 | 71 | 189 | 236 | 236 | 1c | 0 | 236 | 2.10E+11 | 8.08E+10 | 7850 | 0.8 | 0.015
[7 empty] | 236.2 | 189 | 0.8 | 15 | Floater | No | 0 | 3.699e-05 | 0 | 0 | 598600000 | 598600000 | 1494000000 | 1494000000 | 0 | 0 | 460600000 | 5.701e-06 | 7768000000 | 0.65 | N/A | Yes | BEM | Hydrodynamics | (with | Morison | drag) | 0 | 0 | 0
[7 empty] | 237.1 | 189 | 0.8 | 15 | Floater | No | 0 | 3.699e-05 | 0 | 0 | 598600000 | 598600000 | 1494000000 | 1494000000 | 0 | 0 | 460600000 | 5.701e-06 | 7768000000 | 0.65 | N/A | Yes | BEM | Hydrodynamics | (with | Morison | drag) | 0 | 0 | 0 | [9 empty] | 237 | 189 | 190 | 237 | 237 | 1c | 0 | 237 | 2.10E+11 | 8.08E+10 | 7850 | 0.8 | 0.015
[7 empty] | 237.2 | 190 | 0.8 | 15 | Floater | No | 0 | 3.699e-05 | 0 | 0 | 598600000 | 598600000 | 1494000000 | 1494000000 | 0 | 0 | 460600000 | 5.701e-06 | 7768000000 | 0.65 | N/A | Yes | BEM | Hydrodynamics | (with | Morison | drag) | 0 | 0 | 0
[7 empty] | 238.1 | 190 | 0.8 | 15 | Floater | No | 0 | 3.699e-05 | 0 | 0 | 598600000 | 598600000 | 1494000000 | 1494000000 | 0 | 0 | 460600000 | 5.701e-06 | 7768000000 | 0.65 | N/A | Yes | BEM | Hydrodynamics | (with | Morison | drag) | 0 | 0 | 0 | [9 empty] | 238 | 190 | 128 | 238 | 238 | 1c | 0 | 238 | 2.10E+11 | 8.08E+10 | 7850 | 0.8 | 0.015
[7 empty] | 238.2 | 128 | 0.8 | 15 | Floater | No | 0 | 3.699e-05 | 0 | 0 | 598600000 | 598600000 | 1494000000 | 1494000000 | 0 | 0 | 460600000 | 5.701e-06 | 7768000000 | 0.65 | N/A | Yes | BEM | Hydrodynamics | (with | Morison | drag) | 0 | 0 | 0
[7 empty] | 239.1 | 76 | 0.8 | 15 | Floater | No | 0 | 3.699e-05 | 0 | 0 | 598600000 | 598600000 | 1494000000 | 1494000000 | 0 | 0 | 460600000 | 5.701e-06 | 7768000000 | 0.65 | N/A | Yes | BEM | Hydrodynamics | (with | Morison | drag) | 0 | 0 | 0 | [9 empty] | 239 | 76 | 191 | 239 | 239 | 1c | 0 | 239 | 2.10E+11 | 8.08E+10 | 7850 | 0.8 | 0.015
[7 empty] | 239.2 | 191 | 0.8 | 15 | Floater | No | 0 | 3.699e-05 | 0 | 0 | 598600000 | 598600000 | 1494000000 | 1494000000 | 0 | 0 | 460600000 | 5.701e-06 | 7768000000 | 0.65 | N/A | Yes | BEM | Hydrodynamics | (with | Morison | drag) | 0 | 0 | 0
[7 empty] | 240.1 | 191 | 0.8 | 15 | Floater | No | 0 | 3.699e-05 | 0 | 0 | 598600000 | 598600000 | 1494000000 | 1494000000 | 0 | 0 | 460600000 | 5.701e-06 | 7768000000 | 0.65 | N/A | Yes | BEM | Hydrodynamics | (with | Morison | drag) | 0 | 0 | 0 | [9 empty] | 240 | 191 | 192 | 240 | 240 | 1c | 0 | 240 | 2.10E+11 | 8.08E+10 | 7850 | 0.8 | 0.015
[7 empty] | 240.2 | 192 | 0.8 | 15 | Floater | No | 0 | 3.699e-05 | 0 | 0 | 598600000 | 598600000 | 1494000000 | 1494000000 | 0 | 0 | 460600000 | 5.701e-06 | 7768000000 | 0.65 | N/A | Yes | BEM | Hydrodynamics | (with | Morison | drag) | 0 | 0 | 0
[7 empty] | 241.1 | 192 | 0.8 | 15 | Floater | No | 0 | 3.699e-05 | 0 | 0 | 598600000 | 598600000 | 1494000000 | 1494000000 | 0 | 0 | 460600000 | 5.701e-06 | 7768000000 | 0.65 | N/A | Yes | BEM | Hydrodynamics | (with | Morison | drag) | 0 | 0 | 0 | [9 empty] | 241 | 192 | 139 | 241 | 241 | 1c | 0 | 241 | 2.10E+11 | 8.08E+10 | 7850 | 0.8 | 0.015
[7 empty] | 241.2 | 139 | 0.8 | 15 | Floater | No | 0 | 3.699e-05 | 0 | 0 | 598600000 | 598600000 | 1494000000 | 1494000000 | 0 | 0 | 460600000 | 5.701e-06 | 7768000000 | 0.65 | N/A | Yes | BEM | Hydrodynamics | (with | Morison | drag) | 0 | 0 | 0
[7 empty] | 242.1 | 84 | 0.8 | 15 | Floater | No | 0 | 3.699e-05 | 0 | 0 | 598600000 | 598600000 | 1494000000 | 1494000000 | 0 | 0 | 460600000 | 5.701e-06 | 7768000000 | 0.65 | N/A | Yes | BEM | Hydrodynamics | (with | Morison | drag) | 0 | 0 | 0 | [9 empty] | 242 | 84 | 193 | 242 | 242 | 1c | 0 | 242 | 2.10E+11 | 8.08E+10 | 7850 | 0.8 | 0.015
[7 empty] | 242.2 | 193 | 0.8 | 15 | Floater | No | 0 | 3.699e-05 | 0 | 0 | 598600000 | 598600000 | 1494000000 | 1494000000 | 0 | 0 | 460600000 | 5.701e-06 | 7768000000 | 0.65 | N/A | Yes | BEM | Hydrodynamics | (with | Morison | drag) | 0 | 0 | 0
[7 empty] | 243.1 | 193 | 0.8 | 15 | Floater | No | 0 | 3.699e-05 | 0 | 0 | 598600000 | 598600000 | 1494000000 | 1494000000 | 0 | 0 | 460600000 | 5.701e-06 | 7768000000 | 0.65 | N/A | Yes | BEM | Hydrodynamics | (with | Morison | drag) | 0 | 0 | 0 | [9 empty] | 243 | 193 | 194 | 243 | 243 | 1c | 0 | 243 | 2.10E+11 | 8.08E+10 | 7850 | 0.8 | 0.015
[7 empty] | 243.2 | 194 | 0.8 | 15 | Floater | No | 0 | 3.699e-05 | 0 | 0 | 598600000 | 598600000 | 1494000000 | 1494000000 | 0 | 0 | 460600000 | 5.701e-06 | 7768000000 | 0.65 | N/A | Yes | BEM | Hydrodynamics | (with | Morison | drag) | 0 | 0 | 0
[7 empty] | 244.1 | 194 | 0.8 | 15 | Floater | No | 0 | 3.699e-05 | 0 | 0 | 598600000 | 598600000 | 1494000000 | 1494000000 | 0 | 0 | 460600000 | 5.701e-06 | 7768000000 | 0.65 | N/A | Yes | BEM | Hydrodynamics | (with | Morison | drag) | 0 | 0 | 0 | [9 empty] | 244 | 194 | 141 | 244 | 244 | 1c | 0 | 244 | 2.10E+11 | 8.08E+10 | 7850 | 0.8 | 0.015
[7 empty] | 244.2 | 141 | 0.8 | 15 | Floater | No | 0 | 3.699e-05 | 0 | 0 | 598600000 | 598600000 | 1494000000 | 1494000000 | 0 | 0 | 460600000 | 5.701e-06 | 7768000000 | 0.65 | N/A | Yes | BEM | Hydrodynamics | (with | Morison | drag) | 0 | 0 | 0
[7 empty] | 245.1 | 89 | 0.8 | 15 | Floater | No | 0 | 3.699e-05 | 0 | 0 | 598600000 | 598600000 | 1494000000 | 1494000000 | 0 | 0 | 460600000 | 5.701e-06 | 7768000000 | 0.65 | N/A | Yes | BEM | Hydrodynamics | (with | Morison | drag) | 0 | 0 | 0 | [9 empty] | 245 | 89 | 195 | 245 | 245 | 1c | 0 | 245 | 2.10E+11 | 8.08E+10 | 7850 | 0.8 | 0.015
[7 empty] | 245.2 | 195 | 0.8 | 15 | Floater | No | 0 | 3.699e-05 | 0 | 0 | 598600000 | 598600000 | 1494000000 | 1494000000 | 0 | 0 | 460600000 | 5.701e-06 | 7768000000 | 0.65 | N/A | Yes | BEM | Hydrodynamics | (with | Morison | drag) | 0 | 0 | 0
[7 empty] | 246.1 | 195 | 0.8 | 15 | Floater | No | 0 | 3.699e-05 | 0 | 0 | 598600000 | 598600000 | 1494000000 | 1494000000 | 0 | 0 | 460600000 | 5.701e-06 | 7768000000 | 0.65 | N/A | Yes | BEM | Hydrodynamics | (with | Morison | drag) | 0 | 0 | 0 | [9 empty] | 246 | 195 | 196 | 246 | 246 | 1c | 0 | 246 | 2.10E+11 | 8.08E+10 | 7850 | 0.8 | 0.015
[7 empty] | 246.2 | 196 | 0.8 | 15 | Floater | No | 0 | 3.699e-05 | 0 | 0 | 598600000 | 598600000 | 1494000000 | 1494000000 | 0 | 0 | 460600000 | 5.701e-06 | 7768000000 | 0.65 | N/A | Yes | BEM | Hydrodynamics | (with | Morison | drag) | 0 | 0 | 0
[7 empty] | 247.1 | 196 | 0.8 | 15 | Floater | No | 0 | 3.699e-05 | 0 | 0 | 598600000 | 598600000 | 1494000000 | 1494000000 | 0 | 0 | 460600000 | 5.701e-06 | 7768000000 | 0.65 | N/A | Yes | BEM | Hydrodynamics | (with | Morison | drag) | 0 | 0 | 0 | [9 empty] | 247 | 196 | 152 | 247 | 247 | 1c | 0 | 247 | 2.10E+11 | 8.08E+10 | 7850 | 0.8 | 0.015
[7 empty] | 247.2 | 152 | 0.8 | 15 | Floater | No | 0 | 3.699e-05 | 0 | 0 | 598600000 | 598600000 | 1494000000 | 1494000000 | 0 | 0 | 460600000 | 5.701e-06 | 7768000000 | 0.65 | N/A | Yes | BEM | Hydrodynamics | (with | Morison | drag) | 0 | 0 | 0
[7 empty] | 248.1 | 97 | 0.8 | 15 | Floater | No | 0 | 3.699e-05 | 0 | 0 | 598600000 | 598600000 | 1494000000 | 1494000000 | 0 | 0 | 460600000 | 5.701e-06 | 7768000000 | 0.65 | N/A | Yes | BEM | Hydrodynamics | (with | Morison | drag) | 0 | 0 | 0 | [9 empty] | 248 | 97 | 197 | 248 | 248 | 1c | 0 | 248 | 2.10E+11 | 8.08E+10 | 7850 | 0.8 | 0.015
[7 empty] | 248.2 | 197 | 0.8 | 15 | Floater | No | 0 | 3.699e-05 | 0 | 0 | 598600000 | 598600000 | 1494000000 | 1494000000 | 0 | 0 | 460600000 | 5.701e-06 | 7768000000 | 0.65 | N/A | Yes | BEM | Hydrodynamics | (with | Morison | drag) | 0 | 0 | 0
[7 empty] | 249.1 | 197 | 0.8 | 15 | Floater | No | 0 | 3.699e-05 | 0 | 0 | 598600000 | 598600000 | 1494000000 | 1494000000 | 0 | 0 | 460600000 | 5.701e-06 | 7768000000 | 0.65 | N/A | Yes | BEM | Hydrodynamics | (with | Morison | drag) | 0 | 0 | 0 | [9 empty] | 249 | 197 | 198 | 249 | 249 | 1c | 0 | 249 | 2.10E+11 | 8.08E+10 | 7850 | 0.8 | 0.015
[7 empty] | 249.2 | 198 | 0.8 | 15 | Floater | No | 0 | 3.699e-05 | 0 | 0 | 598600000 | 598600000 | 1494000000 | 1494000000 | 0 | 0 | 460600000 | 5.701e-06 | 7768000000 | 0.65 | N/A | Yes | BEM | Hydrodynamics | (with | Morison | drag) | 0 | 0 | 0
[7 empty] | 250.1 | 198 | 0.8 | 15 | Floater | No | 0 | 3.699e-05 | 0 | 0 | 598600000 | 598600000 | 1494000000 | 1494000000 | 0 | 0 | 460600000 | 5.701e-06 | 7768000000 | 0.65 | N/A | Yes | BEM | Hydrodynamics | (with | Morison | drag) | 0 | 0 | 0 | [9 empty] | 250 | 198 | 154 | 250 | 250 | 1c | 0 | 250 | 2.10E+11 | 8.08E+10 | 7850 | 0.8 | 0.015
[7 empty] | 250.2 | 154 | 0.8 | 15 | Floater | No | 0 | 3.699e-05 | 0 | 0 | 598600000 | 598600000 | 1494000000 | 1494000000 | 0 | 0 | 460600000 | 5.701e-06 | 7768000000 | 0.65 | N/A | Yes | BEM | Hydrodynamics | (with | Morison | drag) | 0 | 0 | 0
[7 empty] | 251.1 | 62 | 0.5 | 10 | Floater | No | 0 | 1.539e-05 | 0 | 0 | 97060000 | 97060000 | 621900000 | 621900000 | 0 | 0 | 74690000 | 9.244e-07 | 3233000000 | 0.65 | N/A | Yes | BEM | Hydrodynamics | (with | Morison | drag) | 0 | 0 | 0 | [9 empty] | 251 | 62 | 199 | 251 | 251 | 1c | 0 | 251 | 2.10E+11 | 8.08E+10 | 7850 | 0.5 | 0.01
[7 empty] | 251.2 | 199 | 0.5 | 10 | Floater | No | 0 | 1.539e-05 | 0 | 0 | 97060000 | 97060000 | 621900000 | 621900000 | 0 | 0 | 74690000 | 9.244e-07 | 3233000000 | 0.65 | N/A | Yes | BEM | Hydrodynamics | (with | Morison | drag) | 0 | 0 | 0
[7 empty] | 252.1 | 199 | 0.5 | 10 | Floater | No | 0 | 1.539e-05 | 0 | 0 | 97060000 | 97060000 | 621900000 | 621900000 | 0 | 0 | 74690000 | 9.244e-07 | 3233000000 | 0.65 | N/A | Yes | BEM | Hydrodynamics | (with | Morison | drag) | 0 | 0 | 0 | [9 empty] | 252 | 199 | 200 | 252 | 252 | 1c | 0 | 252 | 2.10E+11 | 8.08E+10 | 7850 | 0.5 | 0.01
[7 empty] | 252.2 | 200 | 0.5 | 10 | Floater | No | 0 | 1.539e-05 | 0 | 0 | 97060000 | 97060000 | 621900000 | 621900000 | 0 | 0 | 74690000 | 9.244e-07 | 3233000000 | 0.65 | N/A | Yes | BEM | Hydrodynamics | (with | Morison | drag) | 0 | 0 | 0
[7 empty] | 253.1 | 200 | 0.5 | 10 | Floater | No | 0 | 1.539e-05 | 0 | 0 | 97060000 | 97060000 | 621900000 | 621900000 | 0 | 0 | 74690000 | 9.244e-07 | 3233000000 | 0.65 | N/A | Yes | BEM | Hydrodynamics | (with | Morison | drag) | 0 | 0 | 0 | [9 empty] | 253 | 200 | 122 | 253 | 253 | 1c | 0 | 253 | 2.10E+11 | 8.08E+10 | 7850 | 0.5 | 0.01
[7 empty] | 253.2 | 122 | 0.5 | 10 | Floater | No | 0 | 1.539e-05 | 0 | 0 | 97060000 | 97060000 | 621900000 | 621900000 | 0 | 0 | 74690000 | 9.244e-07 | 3233000000 | 0.65 | N/A | Yes | BEM | Hydrodynamics | (with | Morison | drag) | 0 | 0 | 0
[7 empty] | 254.1 | 67 | 0.5 | 10 | Floater | No | 0 | 1.539e-05 | 0 | 0 | 97060000 | 97060000 | 621900000 | 621900000 | 0 | 0 | 74690000 | 9.244e-07 | 3233000000 | 0.65 | N/A | Yes | BEM | Hydrodynamics | (with | Morison | drag) | 0 | 0 | 0 | [9 empty] | 254 | 67 | 201 | 254 | 254 | 1c | 0 | 254 | 2.10E+11 | 8.08E+10 | 7850 | 0.5 | 0.01
[7 empty] | 254.2 | 201 | 0.5 | 10 | Floater | No | 0 | 1.539e-05 | 0 | 0 | 97060000 | 97060000 | 621900000 | 621900000 | 0 | 0 | 74690000 | 9.244e-07 | 3233000000 | 0.65 | N/A | Yes | BEM | Hydrodynamics | (with | Morison | drag) | 0 | 0 | 0
[7 empty] | 255.1 | 201 | 0.5 | 10 | Floater | No | 0 | 1.539e-05 | 0 | 0 | 97060000 | 97060000 | 621900000 | 621900000 | 0 | 0 | 74690000 | 9.244e-07 | 3233000000 | 0.65 | N/A | Yes | BEM | Hydrodynamics | (with | Morison | drag) | 0 | 0 | 0 | [9 empty] | 255 | 201 | 202 | 255 | 255 | 1c | 0 | 255 | 2.10E+11 | 8.08E+10 | 7850 | 0.5 | 0.01
[7 empty] | 255.2 | 202 | 0.5 | 10 | Floater | No | 0 | 1.539e-05 | 0 | 0 | 97060000 | 97060000 | 621900000 | 621900000 | 0 | 0 | 74690000 | 9.244e-07 | 3233000000 | 0.65 | N/A | Yes | BEM | Hydrodynamics | (with | Morison | drag) | 0 | 0 | 0
[7 empty] | 256.1 | 202 | 0.5 | 10 | Floater | No | 0 | 1.539e-05 | 0 | 0 | 97060000 | 97060000 | 621900000 | 621900000 | 0 | 0 | 74690000 | 9.244e-07 | 3233000000 | 0.65 | N/A | Yes | BEM | Hydrodynamics | (with | Morison | drag) | 0 | 0 | 0 | [9 empty] | 256 | 202 | 127 | 256 | 256 | 1c | 0 | 256 | 2.10E+11 | 8.08E+10 | 7850 | 0.5 | 0.01
[7 empty] | 256.2 | 127 | 0.5 | 10 | Floater | No | 0 | 1.539e-05 | 0 | 0 | 97060000 | 97060000 | 621900000 | 621900000 | 0 | 0 | 74690000 | 9.244e-07 | 3233000000 | 0.65 | N/A | Yes | BEM | Hydrodynamics | (with | Morison | drag) | 0 | 0 | 0
[7 empty] | 257.1 | 72 | 0.5 | 10 | Floater | No | 0 | 1.539e-05 | 0 | 0 | 97060000 | 97060000 | 621900000 | 621900000 | 0 | 0 | 74690000 | 9.244e-07 | 3233000000 | 0.65 | N/A | Yes | BEM | Hydrodynamics | (with | Morison | drag) | 0 | 0 | 0 | [9 empty] | 257 | 72 | 203 | 257 | 257 | 1c | 0 | 257 | 2.10E+11 | 8.08E+10 | 7850 | 0.5 | 0.01
[7 empty] | 257.2 | 203 | 0.5 | 10 | Floater | No | 0 | 1.539e-05 | 0 | 0 | 97060000 | 97060000 | 621900000 | 621900000 | 0 | 0 | 74690000 | 9.244e-07 | 3233000000 | 0.65 | N/A | Yes | BEM | Hydrodynamics | (with | Morison | drag) | 0 | 0 | 0
[7 empty] | 258.1 | 203 | 0.5 | 10 | Floater | No | 0 | 1.539e-05 | 0 | 0 | 97060000 | 97060000 | 621900000 | 621900000 | 0 | 0 | 74690000 | 9.244e-07 | 3233000000 | 0.65 | N/A | Yes | BEM | Hydrodynamics | (with | Morison | drag) | 0 | 0 | 0 | [9 empty] | 258 | 203 | 204 | 258 | 258 | 1c | 0 | 258 | 2.10E+11 | 8.08E+10 | 7850 | 0.5 | 0.01
[7 empty] | 258.2 | 204 | 0.5 | 10 | Floater | No | 0 | 1.539e-05 | 0 | 0 | 97060000 | 97060000 | 621900000 | 621900000 | 0 | 0 | 74690000 | 9.244e-07 | 3233000000 | 0.65 | N/A | Yes | BEM | Hydrodynamics | (with | Morison | drag) | 0 | 0 | 0
[7 empty] | 259.1 | 204 | 0.5 | 15 | Floater | No | 0 | 2.286e-05 | 0 | 0 | 141300000 | 141300000 | 923300000 | 923300000 | 0 | 0 | 108700000 | 1.345e-06 | 4800000000 | 0.65 | N/A | Yes | BEM | Hydrodynamics | (with | Morison | drag) | 0 | 0 | 0 | [9 empty] | 259 | 204 | 132 | 259 | 259 | 1c | 0 | 259 | 2.10E+11 | 8.08E+10 | 7850 | 0.5 | 0.015
[7 empty] | 259.2 | 132 | 0.5 | 15 | Floater | No | 0 | 2.286e-05 | 0 | 0 | 141300000 | 141300000 | 923300000 | 923300000 | 0 | 0 | 108700000 | 1.345e-06 | 4800000000 | 0.65 | N/A | Yes | BEM | Hydrodynamics | (with | Morison | drag) | 0 | 0 | 0
[7 empty] | 260.1 | 75 | 0.5 | 10 | Floater | No | 0 | 1.539e-05 | 0 | 0 | 97060000 | 97060000 | 621900000 | 621900000 | 0 | 0 | 74690000 | 9.244e-07 | 3233000000 | 0.65 | N/A | Yes | BEM | Hydrodynamics | (with | Morison | drag) | 0 | 0 | 0 | [9 empty] | 260 | 75 | 205 | 260 | 260 | 1c | 0 | 260 | 2.10E+11 | 8.08E+10 | 7850 | 0.5 | 0.01
[7 empty] | 260.2 | 205 | 0.5 | 10 | Floater | No | 0 | 1.539e-05 | 0 | 0 | 97060000 | 97060000 | 621900000 | 621900000 | 0 | 0 | 74690000 | 9.244e-07 | 3233000000 | 0.65 | N/A | Yes | BEM | Hydrodynamics | (with | Morison | drag) | 0 | 0 | 0
[7 empty] | 261.1 | 205 | 0.5 | 10 | Floater | No | 0 | 1.539e-05 | 0 | 0 | 97060000 | 97060000 | 621900000 | 621900000 | 0 | 0 | 74690000 | 9.244e-07 | 3233000000 | 0.65 | N/A | Yes | BEM | Hydrodynamics | (with | Morison | drag) | 0 | 0 | 0 | [9 empty] | 261 | 205 | 206 | 261 | 261 | 1c | 0 | 261 | 2.10E+11 | 8.08E+10 | 7850 | 0.5 | 0.01
[7 empty] | 261.2 | 206 | 0.5 | 10 | Floater | No | 0 | 1.539e-05 | 0 | 0 | 97060000 | 97060000 | 621900000 | 621900000 | 0 | 0 | 74690000 | 9.244e-07 | 3233000000 | 0.65 | N/A | Yes | BEM | Hydrodynamics | (with | Morison | drag) | 0 | 0 | 0
[7 empty] | 262.1 | 206 | 0.5 | 10 | Floater | No | 0 | 1.539e-05 | 0 | 0 | 97060000 | 97060000 | 621900000 | 621900000 | 0 | 0 | 74690000 | 9.244e-07 | 3233000000 | 0.65 | N/A | Yes | BEM | Hydrodynamics | (with | Morison | drag) | 0 | 0 | 0 | [9 empty] | 262 | 206 | 135 | 262 | 262 | 1c | 0 | 262 | 2.10E+11 | 8.08E+10 | 7850 | 0.5 | 0.01
[7 empty] | 262.2 | 135 | 0.5 | 10 | Floater | No | 0 | 1.539e-05 | 0 | 0 | 97060000 | 97060000 | 621900000 | 621900000 | 0 | 0 | 74690000 | 9.244e-07 | 3233000000 | 0.65 | N/A | Yes | BEM | Hydrodynamics | (with | Morison | drag) | 0 | 0 | 0
[7 empty] | 263.1 | 80 | 0.5 | 10 | Floater | No | 0 | 1.539e-05 | 0 | 0 | 97060000 | 97060000 | 621900000 | 621900000 | 0 | 0 | 74690000 | 9.244e-07 | 3233000000 | 0.65 | N/A | Yes | BEM | Hydrodynamics | (with | Morison | drag) | 0 | 0 | 0 | [9 empty] | 263 | 80 | 207 | 263 | 263 | 1c | 0 | 263 | 2.10E+11 | 8.08E+10 | 7850 | 0.5 | 0.01
[7 empty] | 263.2 | 207 | 0.5 | 10 | Floater | No | 0 | 1.539e-05 | 0 | 0 | 97060000 | 97060000 | 621900000 | 621900000 | 0 | 0 | 74690000 | 9.244e-07 | 3233000000 | 0.65 | N/A | Yes | BEM | Hydrodynamics | (with | Morison | drag) | 0 | 0 | 0
[7 empty] | 264.1 | 207 | 0.5 | 10 | Floater | No | 0 | 1.539e-05 | 0 | 0 | 97060000 | 97060000 | 621900000 | 621900000 | 0 | 0 | 74690000 | 9.244e-07 | 3233000000 | 0.65 | N/A | Yes | BEM | Hydrodynamics | (with | Morison | drag) | 0 | 0 | 0 | [9 empty] | 264 | 207 | 208 | 264 | 264 | 1c | 0 | 264 | 2.10E+11 | 8.08E+10 | 7850 | 0.5 | 0.01
[7 empty] | 264.2 | 208 | 0.5 | 10 | Floater | No | 0 | 1.539e-05 | 0 | 0 | 97060000 | 97060000 | 621900000 | 621900000 | 0 | 0 | 74690000 | 9.244e-07 | 3233000000 | 0.65 | N/A | Yes | BEM | Hydrodynamics | (with | Morison | drag) | 0 | 0 | 0
[7 empty] | 265.1 | 208 | 0.5 | 10 | Floater | No | 0 | 1.539e-05 | 0 | 0 | 97060000 | 97060000 | 621900000 | 621900000 | 0 | 0 | 74690000 | 9.244e-07 | 3233000000 | 0.65 | N/A | Yes | BEM | Hydrodynamics | (with | Morison | drag) | 0 | 0 | 0 | [9 empty] | 265 | 208 | 140 | 265 | 265 | 1c | 0 | 265 | 2.10E+11 | 8.08E+10 | 7850 | 0.5 | 0.01
[7 empty] | 265.2 | 140 | 0.5 | 10 | Floater | No | 0 | 1.539e-05 | 0 | 0 | 97060000 | 97060000 | 621900000 | 621900000 | 0 | 0 | 74690000 | 9.244e-07 | 3233000000 | 0.65 | N/A | Yes | BEM | Hydrodynamics | (with | Morison | drag) | 0 | 0 | 0
[7 empty] | 266.1 | 85 | 0.5 | 10 | Floater | No | 0 | 1.539e-05 | 0 | 0 | 97060000 | 97060000 | 621900000 | 621900000 | 0 | 0 | 74690000 | 9.244e-07 | 3233000000 | 0.65 | N/A | Yes | BEM | Hydrodynamics | (with | Morison | drag) | 0 | 0 | 0 | [9 empty] | 266 | 85 | 209 | 266 | 266 | 1c | 0 | 266 | 2.10E+11 | 8.08E+10 | 7850 | 0.5 | 0.01
[7 empty] | 266.2 | 209 | 0.5 | 10 | Floater | No | 0 | 1.539e-05 | 0 | 0 | 97060000 | 97060000 | 621900000 | 621900000 | 0 | 0 | 74690000 | 9.244e-07 | 3233000000 | 0.65 | N/A | Yes | BEM | Hydrodynamics | (with | Morison | drag) | 0 | 0 | 0
[7 empty] | 267.1 | 209 | 0.5 | 10 | Floater | No | 0 | 1.539e-05 | 0 | 0 | 97060000 | 97060000 | 621900000 | 621900000 | 0 | 0 | 74690000 | 9.244e-07 | 3233000000 | 0.65 | N/A | Yes | BEM | Hydrodynamics | (with | Morison | drag) | 0 | 0 | 0 | [9 empty] | 267 | 209 | 210 | 267 | 267 | 1c | 0 | 267 | 2.10E+11 | 8.08E+10 | 7850 | 0.5 | 0.01
[7 empty] | 267.2 | 210 | 0.5 | 10 | Floater | No | 0 | 1.539e-05 | 0 | 0 | 97060000 | 97060000 | 621900000 | 621900000 | 0 | 0 | 74690000 | 9.244e-07 | 3233000000 | 0.65 | N/A | Yes | BEM | Hydrodynamics | (with | Morison | drag) | 0 | 0 | 0
[7 empty] | 268.1 | 210 | 0.5 | 10 | Floater | No | 0 | 1.539e-05 | 0 | 0 | 97060000 | 97060000 | 621900000 | 621900000 | 0 | 0 | 74690000 | 9.244e-07 | 3233000000 | 0.65 | N/A | Yes | BEM | Hydrodynamics | (with | Morison | drag) | 0 | 0 | 0 | [9 empty] | 268 | 210 | 145 | 268 | 268 | 1c | 0 | 268 | 2.10E+11 | 8.08E+10 | 7850 | 0.5 | 0.01
[7 empty] | 268.2 | 145 | 0.5 | 10 | Floater | No | 0 | 1.539e-05 | 0 | 0 | 97060000 | 97060000 | 621900000 | 621900000 | 0 | 0 | 74690000 | 9.244e-07 | 3233000000 | 0.65 | N/A | Yes | BEM | Hydrodynamics | (with | Morison | drag) | 0 | 0 | 0
[7 empty] | 269.1 | 88 | 0.5 | 10 | Floater | No | 0 | 1.539e-05 | 0 | 0 | 97060000 | 97060000 | 621900000 | 621900000 | 0 | 0 | 74690000 | 9.244e-07 | 3233000000 | 0.65 | N/A | Yes | BEM | Hydrodynamics | (with | Morison | drag) | 0 | 0 | 0 | [9 empty] | 269 | 88 | 211 | 269 | 269 | 1c | 0 | 269 | 2.10E+11 | 8.08E+10 | 7850 | 0.5 | 0.01
[7 empty] | 269.2 | 211 | 0.5 | 10 | Floater | No | 0 | 1.539e-05 | 0 | 0 | 97060000 | 97060000 | 621900000 | 621900000 | 0 | 0 | 74690000 | 9.244e-07 | 3233000000 | 0.65 | N/A | Yes | BEM | Hydrodynamics | (with | Morison | drag) | 0 | 0 | 0
[7 empty] | 270.1 | 211 | 0.5 | 10 | Floater | No | 0 | 1.539e-05 | 0 | 0 | 97060000 | 97060000 | 621900000 | 621900000 | 0 | 0 | 74690000 | 9.244e-07 | 3233000000 | 0.65 | N/A | Yes | BEM | Hydrodynamics | (with | Morison | drag) | 0 | 0 | 0 | [9 empty] | 270 | 211 | 212 | 270 | 270 | 1c | 0 | 270 | 2.10E+11 | 8.08E+10 | 7850 | 0.5 | 0.01
[7 empty] | 270.2 | 212 | 0.5 | 10 | Floater | No | 0 | 1.539e-05 | 0 | 0 | 97060000 | 97060000 | 621900000 | 621900000 | 0 | 0 | 74690000 | 9.244e-07 | 3233000000 | 0.65 | N/A | Yes | BEM | Hydrodynamics | (with | Morison | drag) | 0 | 0 | 0
[7 empty] | 271.1 | 212 | 0.5 | 10 | Floater | No | 0 | 1.539e-05 | 0 | 0 | 97060000 | 97060000 | 621900000 | 621900000 | 0 | 0 | 74690000 | 9.244e-07 | 3233000000 | 0.65 | N/A | Yes | BEM | Hydrodynamics | (with | Morison | drag) | 0 | 0 | 0 | [9 empty] | 271 | 212 | 148 | 271 | 271 | 1c | 0 | 271 | 2.10E+11 | 8.08E+10 | 7850 | 0.5 | 0.01
[7 empty] | 271.2 | 148 | 0.5 | 10 | Floater | No | 0 | 1.539e-05 | 0 | 0 | 97060000 | 97060000 | 621900000 | 621900000 | 0 | 0 | 74690000 | 9.244e-07 | 3233000000 | 0.65 | N/A | Yes | BEM | Hydrodynamics | (with | Morison | drag) | 0 | 0 | 0
[7 empty] | 272.1 | 93 | 0.5 | 10 | Floater | No | 0 | 1.539e-05 | 0 | 0 | 97060000 | 97060000 | 621900000 | 621900000 | 0 | 0 | 74690000 | 9.244e-07 | 3233000000 | 0.65 | N/A | Yes | BEM | Hydrodynamics | (with | Morison | drag) | 0 | 0 | 0 | [9 empty] | 272 | 93 | 213 | 272 | 272 | 1c | 0 | 272 | 2.10E+11 | 8.08E+10 | 7850 | 0.5 | 0.01
[7 empty] | 272.2 | 213 | 0.5 | 10 | Floater | No | 0 | 1.539e-05 | 0 | 0 | 97060000 | 97060000 | 621900000 | 621900000 | 0 | 0 | 74690000 | 9.244e-07 | 3233000000 | 0.65 | N/A | Yes | BEM | Hydrodynamics | (with | Morison | drag) | 0 | 0 | 0
[7 empty] | 273.1 | 213 | 0.5 | 10 | Floater | No | 0 | 1.539e-05 | 0 | 0 | 97060000 | 97060000 | 621900000 | 621900000 | 0 | 0 | 74690000 | 9.244e-07 | 3233000000 | 0.65 | N/A | Yes | BEM | Hydrodynamics | (with | Morison | drag) | 0 | 0 | 0 | [9 empty] | 273 | 213 | 214 | 273 | 273 | 1c | 0 | 273 | 2.10E+11 | 8.08E+10 | 7850 | 0.5 | 0.01
[7 empty] | 273.2 | 214 | 0.5 | 10 | Floater | No | 0 | 1.539e-05 | 0 | 0 | 97060000 | 97060000 | 621900000 | 621900000 | 0 | 0 | 74690000 | 9.244e-07 | 3233000000 | 0.65 | N/A | Yes | BEM | Hydrodynamics | (with | Morison | drag) | 0 | 0 | 0
[7 empty] | 274.1 | 214 | 0.5 | 10 | Floater | No | 0 | 1.539e-05 | 0 | 0 | 97060000 | 97060000 | 621900000 | 621900000 | 0 | 0 | 74690000 | 9.244e-07 | 3233000000 | 0.65 | N/A | Yes | BEM | Hydrodynamics | (with | Morison | drag) | 0 | 0 | 0 | [9 empty] | 274 | 214 | 153 | 274 | 274 | 1c | 0 | 274 | 2.10E+11 | 8.08E+10 | 7850 | 0.5 | 0.01
[7 empty] | 274.2 | 153 | 0.5 | 10 | Floater | No | 0 | 1.539e-05 | 0 | 0 | 97060000 | 97060000 | 621900000 | 621900000 | 0 | 0 | 74690000 | 9.244e-07 | 3233000000 | 0.65 | N/A | Yes | BEM | Hydrodynamics | (with | Morison | drag) | 0 | 0 | 0
[7 empty] | 275.1 | 98 | 0.5 | 10 | Floater | No | 0 | 1.539e-05 | 0 | 0 | 97060000 | 97060000 | 621900000 | 621900000 | 0 | 0 | 74690000 | 9.244e-07 | 3233000000 | 0.65 | N/A | Yes | BEM | Hydrodynamics | (with | Morison | drag) | 0 | 0 | 0 | [9 empty] | 275 | 98 | 215 | 275 | 275 | 1c | 0 | 275 | 2.10E+11 | 8.08E+10 | 7850 | 0.5 | 0.01
[7 empty] | 275.2 | 215 | 0.5 | 10 | Floater | No | 0 | 1.539e-05 | 0 | 0 | 97060000 | 97060000 | 621900000 | 621900000 | 0 | 0 | 74690000 | 9.244e-07 | 3233000000 | 0.65 | N/A | Yes | BEM | Hydrodynamics | (with | Morison | drag) | 0 | 0 | 0
[7 empty] | 276.1 | 215 | 0.5 | 10 | Floater | No | 0 | 1.539e-05 | 0 | 0 | 97060000 | 97060000 | 621900000 | 621900000 | 0 | 0 | 74690000 | 9.244e-07 | 3233000000 | 0.65 | N/A | Yes | BEM | Hydrodynamics | (with | Morison | drag) | 0 | 0 | 0 | [9 empty] | 276 | 215 | 216 | 276 | 276 | 1c | 0 | 276 | 2.10E+11 | 8.08E+10 | 7850 | 0.5 | 0.01
[7 empty] | 276.2 | 216 | 0.5 | 10 | Floater | No | 0 | 1.539e-05 | 0 | 0 | 97060000 | 97060000 | 621900000 | 621900000 | 0 | 0 | 74690000 | 9.244e-07 | 3233000000 | 0.65 | N/A | Yes | BEM | Hydrodynamics | (with | Morison | drag) | 0 | 0 | 0
[7 empty] | 277.1 | 216 | 0.5 | 10 | Floater | No | 0 | 1.539e-05 | 0 | 0 | 97060000 | 97060000 | 621900000 | 621900000 | 0 | 0 | 74690000 | 9.244e-07 | 3233000000 | 0.65 | N/A | Yes | BEM | Hydrodynamics | (with | Morison | drag) | 0 | 0 | 0 | [9 empty] | 277 | 216 | 158 | 277 | 277 | 1c | 0 | 277 | 2.10E+11 | 8.08E+10 | 7850 | 0.5 | 0.01
[7 empty] | 277.2 | 158 | 0.5 | 10 | Floater | No | 0 | 1.539e-05 | 0 | 0 | 97060000 | 97060000 | 621900000 | 621900000 | 0 | 0 | 74690000 | 9.244e-07 | 3233000000 | 0.65 | N/A | Yes | BEM | Hydrodynamics | (with | Morison | drag) | 0 | 0 | 0
[7 empty] | 278.1 | 271 | 1.3 | 10 | Floater | No | 0 | 4.053e-05 | 0 | 0 | 1770000000 | 1770000000 | 1637000000 | 1637000000 | 0 | 0 | 1362000000 | 1.686e-05 | 8511000000 | 0.65 | N/A | Yes | BEM | Hydrodynamics | (with | Morison | drag) | 0 | 0 | 0 | [9 empty] | 278 | 271 | 217 | 278 | 278 | 1c | 0 | 278 | 2.10E+11 | 8.08E+10 | 7850 | 1.3 | 0.01
[7 empty] | 278.2 | 217 | 1.3 | 10 | Floater | No | 0 | 4.053e-05 | 0 | 0 | 1770000000 | 1770000000 | 1637000000 | 1637000000 | 0 | 0 | 1362000000 | 1.686e-05 | 8511000000 | 0.65 | N/A | Yes | BEM | Hydrodynamics | (with | Morison | drag) | 0 | 0 | 0
[7 empty] | 279.1 | 217 | 1.3 | 10 | Floater | No | 0 | 4.053e-05 | 0 | 0 | 1770000000 | 1770000000 | 1637000000 | 1637000000 | 0 | 0 | 1362000000 | 1.686e-05 | 8511000000 | 0.65 | N/A | Yes | BEM | Hydrodynamics | (with | Morison | drag) | 0 | 0 | 0 | [9 empty] | 279 | 217 | 284 | 279 | 279 | 1c | 0 | 279 | 2.10E+11 | 8.08E+10 | 7850 | 1.3 | 0.01
[7 empty] | 279.2 | 284 | 0.5 | 10 | Floater | No | 0 | 1.539e-05 | 0 | 0 | 97060000 | 97060000 | 621900000 | 621900000 | 0 | 0 | 74690000 | 9.244e-07 | 3233000000 | 0.65 | N/A | Yes | BEM | Hydrodynamics | (with | Morison | drag) | 0 | 0 | 0
[7 empty] | 280.1 | 218 | 1.3 | 10 | Floater | No | 0 | 4.053e-05 | 0 | 0 | 1770000000 | 1770000000 | 1637000000 | 1637000000 | 0 | 0 | 1362000000 | 1.686e-05 | 8511000000 | 0.65 | N/A | Yes | BEM | Hydrodynamics | (with | Morison | drag) | 0 | 0 | 0 | [9 empty] | 280 | 218 | 165 | 280 | 280 | 1c | 0 | 280 | 2.10E+11 | 8.08E+10 | 7850 | 1.3 | 0.01
[7 empty] | 280.2 | 165 | 1.3 | 10 | Floater | No | 0 | 4.053e-05 | 0 | 0 | 1770000000 | 1770000000 | 1637000000 | 1637000000 | 0 | 0 | 1362000000 | 1.686e-05 | 8511000000 | 0.65 | N/A | Yes | BEM | Hydrodynamics | (with | Morison | drag) | 0 | 0 | 0
[7 empty] | 281.1 | 272 | 1.3 | 10 | Floater | No | 0 | 4.053e-05 | 0 | 0 | 1770000000 | 1770000000 | 1637000000 | 1637000000 | 0 | 0 | 1362000000 | 1.686e-05 | 8511000000 | 0.65 | N/A | Yes | BEM | Hydrodynamics | (with | Morison | drag) | 0 | 0 | 0 | [9 empty] | 281 | 272 | 219 | 281 | 281 | 1c | 0 | 281 | 2.10E+11 | 8.08E+10 | 7850 | 1.3 | 0.01
[7 empty] | 281.2 | 219 | 1.3 | 10 | Floater | No | 0 | 4.053e-05 | 0 | 0 | 1770000000 | 1770000000 | 1637000000 | 1637000000 | 0 | 0 | 1362000000 | 1.686e-05 | 8511000000 | 0.65 | N/A | Yes | BEM | Hydrodynamics | (with | Morison | drag) | 0 | 0 | 0
[7 empty] | 282.1 | 219 | 1.3 | 10 | Floater | No | 0 | 4.053e-05 | 0 | 0 | 1770000000 | 1770000000 | 1637000000 | 1637000000 | 0 | 0 | 1362000000 | 1.686e-05 | 8511000000 | 0.65 | N/A | Yes | BEM | Hydrodynamics | (with | Morison | drag) | 0 | 0 | 0 | [9 empty] | 282 | 219 | 282 | 282 | 282 | 1c | 0 | 282 | 2.10E+11 | 8.08E+10 | 7850 | 1.3 | 0.01
[7 empty] | 282.2 | 282 | 0.5 | 10 | Floater | No | 0 | 1.539e-05 | 0 | 0 | 97060000 | 97060000 | 621900000 | 621900000 | 0 | 0 | 74690000 | 9.244e-07 | 3233000000 | 0.65 | N/A | Yes | BEM | Hydrodynamics | (with | Morison | drag) | 0 | 0 | 0
[7 empty] | 283.1 | 220 | 1.3 | 10 | Floater | No | 0 | 4.053e-05 | 0 | 0 | 1770000000 | 1770000000 | 1637000000 | 1637000000 | 0 | 0 | 1362000000 | 1.686e-05 | 8511000000 | 0.65 | N/A | Yes | BEM | Hydrodynamics | (with | Morison | drag) | 0 | 0 | 0 | [9 empty] | 283 | 220 | 168 | 283 | 283 | 1c | 0 | 283 | 2.10E+11 | 8.08E+10 | 7850 | 1.3 | 0.01
[7 empty] | 283.2 | 168 | 1.3 | 10 | Floater | No | 0 | 4.053e-05 | 0 | 0 | 1770000000 | 1770000000 | 1637000000 | 1637000000 | 0 | 0 | 1362000000 | 1.686e-05 | 8511000000 | 0.65 | N/A | Yes | BEM | Hydrodynamics | (with | Morison | drag) | 0 | 0 | 0
[7 empty] | 284.1 | 273 | 1.3 | 10 | Floater | No | 0 | 4.053e-05 | 0 | 0 | 1770000000 | 1770000000 | 1637000000 | 1637000000 | 0 | 0 | 1362000000 | 1.686e-05 | 8511000000 | 0.65 | N/A | Yes | BEM | Hydrodynamics | (with | Morison | drag) | 0 | 0 | 0 | [9 empty] | 284 | 273 | 221 | 284 | 284 | 1c | 0 | 284 | 2.10E+11 | 8.08E+10 | 7850 | 1.3 | 0.01
[7 empty] | 284.2 | 221 | 1.3 | 10 | Floater | No | 0 | 4.053e-05 | 0 | 0 | 1770000000 | 1770000000 | 1637000000 | 1637000000 | 0 | 0 | 1362000000 | 1.686e-05 | 8511000000 | 0.65 | N/A | Yes | BEM | Hydrodynamics | (with | Morison | drag) | 0 | 0 | 0
[7 empty] | 285.1 | 221 | 1.3 | 10 | Floater | No | 0 | 4.053e-05 | 0 | 0 | 1770000000 | 1770000000 | 1637000000 | 1637000000 | 0 | 0 | 1362000000 | 1.686e-05 | 8511000000 | 0.65 | N/A | Yes | BEM | Hydrodynamics | (with | Morison | drag) | 0 | 0 | 0 | [9 empty] | 285 | 221 | 280 | 285 | 285 | 1c | 0 | 285 | 2.10E+11 | 8.08E+10 | 7850 | 1.3 | 0.01
[7 empty] | 285.2 | 280 | 0.5 | 10 | Floater | No | 0 | 1.539e-05 | 0 | 0 | 97060000 | 97060000 | 621900000 | 621900000 | 0 | 0 | 74690000 | 9.244e-07 | 3233000000 | 0.65 | N/A | Yes | BEM | Hydrodynamics | (with | Morison | drag) | 0 | 0 | 0
[7 empty] | 286.1 | 222 | 1.3 | 10 | Floater | No | 0 | 4.053e-05 | 0 | 0 | 1770000000 | 1770000000 | 1637000000 | 1637000000 | 0 | 0 | 1362000000 | 1.686e-05 | 8511000000 | 0.65 | N/A | Yes | BEM | Hydrodynamics | (with | Morison | drag) | 0 | 0 | 0 | [9 empty] | 286 | 222 | 175 | 286 | 286 | 1c | 0 | 286 | 2.10E+11 | 8.08E+10 | 7850 | 1.3 | 0.01
[7 empty] | 286.2 | 175 | 1.3 | 10 | Floater | No | 0 | 4.053e-05 | 0 | 0 | 1770000000 | 1770000000 | 1637000000 | 1637000000 | 0 | 0 | 1362000000 | 1.686e-05 | 8511000000 | 0.65 | N/A | Yes | BEM | Hydrodynamics | (with | Morison | drag) | 0 | 0 | 0
[7 empty] | 287.1 | 101 | 0.5 | 10 | Floater | No | 0 | 1.539e-05 | 0 | 0 | 97060000 | 97060000 | 621900000 | 621900000 | 0 | 0 | 74690000 | 9.244e-07 | 3233000000 | 0.65 | N/A | Yes | BEM | Hydrodynamics | (with | Morison | drag) | 0 | 0 | 0 | [9 empty] | 287 | 101 | 265 | 287 | 287 | 1c | 0 | 287 | 2.10E+11 | 8.08E+10 | 7850 | 0.5 | 0.01
[7 empty] | 287.2 | 265 | 0.5 | 10 | Floater | No | 0 | 1.539e-05 | 0 | 0 | 97060000 | 97060000 | 621900000 | 621900000 | 0 | 0 | 74690000 | 9.244e-07 | 3233000000 | 0.65 | N/A | Yes | BEM | Hydrodynamics | (with | Morison | drag) | 0 | 0 | 0
[7 empty] | 288.1 | 265 | 0.5 | 10 | Floater | No | 0 | 1.539e-05 | 0 | 0 | 97060000 | 97060000 | 621900000 | 621900000 | 0 | 0 | 74690000 | 9.244e-07 | 3233000000 | 0.65 | N/A | Yes | BEM | Hydrodynamics | (with | Morison | drag) | 0 | 0 | 0 | [9 empty] | 288 | 265 | 278 | 288 | 288 | 1c | 0 | 288 | 2.10E+11 | 8.08E+10 | 7850 | 0.5 | 0.01
[7 empty] | 288.2 | 278 | 0.5 | 10 | Floater | No | 0 | 1.539e-05 | 0 | 0 | 97060000 | 97060000 | 621900000 | 621900000 | 0 | 0 | 74690000 | 9.244e-07 | 3233000000 | 0.65 | N/A | Yes | BEM | Hydrodynamics | (with | Morison | drag) | 0 | 0 | 0
[7 empty] | 289.1 | 266 | 1.3 | 10 | Floater | No | 0 | 4.053e-05 | 0 | 0 | 1770000000 | 1770000000 | 1637000000 | 1637000000 | 0 | 0 | 1362000000 | 1.686e-05 | 8511000000 | 0.65 | N/A | Yes | BEM | Hydrodynamics | (with | Morison | drag) | 0 | 0 | 0 | [9 empty] | 289 | 266 | 274 | 289 | 289 | 1c | 0 | 289 | 2.10E+11 | 8.08E+10 | 7850 | 1.3 | 0.01
[7 empty] | 289.2 | 274 | 1.3 | 10 | Floater | No | 0 | 4.053e-05 | 0 | 0 | 1770000000 | 1770000000 | 1637000000 | 1637000000 | 0 | 0 | 1362000000 | 1.686e-05 | 8511000000 | 0.65 | N/A | Yes | BEM | Hydrodynamics | (with | Morison | drag) | 0 | 0 | 0
[7 empty] | 290.1 | 112 | 0.5 | 10 | Floater | No | 0 | 1.539e-05 | 0 | 0 | 97060000 | 97060000 | 621900000 | 621900000 | 0 | 0 | 74690000 | 9.244e-07 | 3233000000 | 0.65 | N/A | Yes | BEM | Hydrodynamics | (with | Morison | drag) | 0 | 0 | 0 | [9 empty] | 290 | 112 | 267 | 290 | 290 | 1c | 0 | 290 | 2.10E+11 | 8.08E+10 | 7850 | 0.5 | 0.01
[7 empty] | 290.2 | 267 | 0.5 | 10 | Floater | No | 0 | 1.539e-05 | 0 | 0 | 97060000 | 97060000 | 621900000 | 621900000 | 0 | 0 | 74690000 | 9.244e-07 | 3233000000 | 0.65 | N/A | Yes | BEM | Hydrodynamics | (with | Morison | drag) | 0 | 0 | 0
[7 empty] | 291.1 | 267 | 0.5 | 10 | Floater | No | 0 | 1.539e-05 | 0 | 0 | 97060000 | 97060000 | 621900000 | 621900000 | 0 | 0 | 74690000 | 9.244e-07 | 3233000000 | 0.65 | N/A | Yes | BEM | Hydrodynamics | (with | Morison | drag) | 0 | 0 | 0 | [9 empty] | 291 | 267 | 277 | 291 | 291 | 1c | 0 | 291 | 2.10E+11 | 8.08E+10 | 7850 | 0.5 | 0.01
[7 empty] | 291.2 | 277 | 0.5 | 10 | Floater | No | 0 | 1.539e-05 | 0 | 0 | 97060000 | 97060000 | 621900000 | 621900000 | 0 | 0 | 74690000 | 9.244e-07 | 3233000000 | 0.65 | N/A | Yes | BEM | Hydrodynamics | (with | Morison | drag) | 0 | 0 | 0
[7 empty] | 292.1 | 268 | 1.3 | 10 | Floater | No | 0 | 4.053e-05 | 0 | 0 | 1770000000 | 1770000000 | 1637000000 | 1637000000 | 0 | 0 | 1362000000 | 1.686e-05 | 8511000000 | 0.65 | N/A | Yes | BEM | Hydrodynamics | (with | Morison | drag) | 0 | 0 | 0 | [9 empty] | 292 | 268 | 275 | 292 | 292 | 1c | 0 | 292 | 2.10E+11 | 8.08E+10 | 7850 | 1.3 | 0.01
[7 empty] | 292.2 | 275 | 1.3 | 10 | Floater | No | 0 | 4.053e-05 | 0 | 0 | 1770000000 | 1770000000 | 1637000000 | 1637000000 | 0 | 0 | 1362000000 | 1.686e-05 | 8511000000 | 0.65 | N/A | Yes | BEM | Hydrodynamics | (with | Morison | drag) | 0 | 0 | 0
[7 empty] | 293.1 | 119 | 0.5 | 10 | Floater | No | 0 | 1.539e-05 | 0 | 0 | 97060000 | 97060000 | 621900000 | 621900000 | 0 | 0 | 74690000 | 9.244e-07 | 3233000000 | 0.65 | N/A | Yes | BEM | Hydrodynamics | (with | Morison | drag) | 0 | 0 | 0 | [9 empty] | 293 | 119 | 269 | 293 | 293 | 1c | 0 | 293 | 2.10E+11 | 8.08E+10 | 7850 | 0.5 | 0.01
[7 empty] | 293.2 | 269 | 0.5 | 10 | Floater | No | 0 | 1.539e-05 | 0 | 0 | 97060000 | 97060000 | 621900000 | 621900000 | 0 | 0 | 74690000 | 9.244e-07 | 3233000000 | 0.65 | N/A | Yes | BEM | Hydrodynamics | (with | Morison | drag) | 0 | 0 | 0
[7 empty] | 294.1 | 269 | 0.5 | 10 | Floater | No | 0 | 1.539e-05 | 0 | 0 | 97060000 | 97060000 | 621900000 | 621900000 | 0 | 0 | 74690000 | 9.244e-07 | 3233000000 | 0.65 | N/A | Yes | BEM | Hydrodynamics | (with | Morison | drag) | 0 | 0 | 0 | [9 empty] | 294 | 269 | 279 | 294 | 294 | 1c | 0 | 294 | 2.10E+11 | 8.08E+10 | 7850 | 0.5 | 0.01
[7 empty] | 294.2 | 279 | 0.5 | 10 | Floater | No | 0 | 1.539e-05 | 0 | 0 | 97060000 | 97060000 | 621900000 | 621900000 | 0 | 0 | 74690000 | 9.244e-07 | 3233000000 | 0.65 | N/A | Yes | BEM | Hydrodynamics | (with | Morison | drag) | 0 | 0 | 0
[7 empty] | 295.1 | 270 | 1.3 | 10 | Floater | No | 0 | 4.053e-05 | 0 | 0 | 1770000000 | 1770000000 | 1637000000 | 1637000000 | 0 | 0 | 1362000000 | 1.686e-05 | 8511000000 | 0.65 | N/A | Yes | BEM | Hydrodynamics | (with | Morison | drag) | 0 | 0 | 0 | [9 empty] | 295 | 270 | 276 | 295 | 295 | 1c | 0 | 295 | 2.10E+11 | 8.08E+10 | 7850 | 1.3 | 0.01
[7 empty] | 295.2 | 276 | 1.3 | 10 | Floater | No | 0 | 4.053e-05 | 0 | 0 | 1770000000 | 1770000000 | 1637000000 | 1637000000 | 0 | 0 | 1362000000 | 1.686e-05 | 8511000000 | 0.65 | N/A | Yes | BEM | Hydrodynamics | (with | Morison | drag) | 0 | 0 | 0
| 7 | 210000000000 | 80769000000 | 7850 | 4.178 | 0.018 | 296.1 | 257 | 4.178 | 18 | Steel | N/A | 0 | 2337.49 | 0 | 0 | 132700000000 | 132700000000 | 12030000000 | 12030000000 | 0 | 0 | 102200000000 | 9924.5 | 62530000000 | 0.65 | N/A | No | BEM | Hydrodynamics | (with | Morison | drag) | 0 | 0 | 0 | [9 empty] | 296 | 257 | 258 | 296 | 296 | 1c | 0 | 296 | 2.10E+11 | 8.08E+10 | 7850 | 4.178 | 0.018
[7 empty] | 296.2 | 258 | 4.178 | 18 | Steel | N/A | 0 | 2256.38 | 0 | 0 | 119400000000 | 119400000000 | 11610000000 | 11610000000 | 0 | 0 | 91880000000 | 8926.8 | 60360000000 | 0.65 | N/A | No | BEM | Hydrodynamics | (with | Morison | drag) | 0 | 0 | 0
| 6 | 210000000000 | 80769000000 | 7850 | 4.0295 | 0.017 | 297.1 | 258 | 4.0295 | 17 | Steel | N/A | 0 | 2256.38 | 0 | 0 | 119400000000 | 119400000000 | 11610000000 | 11610000000 | 0 | 0 | 91880000000 | 8926.8 | 60360000000 | 0.65 | N/A | No | BEM | Hydrodynamics | (with | Morison | drag) | 0 | 0 | 0 | [9 empty] | 297 | 258 | 259 | 297 | 297 | 1c | 0 | 297 | 2.10E+11 | 8.08E+10 | 7850 | 4.0295 | 0.017
[7 empty] | 297.2 | 259 | 4.0295 | 17 | Steel | N/A | 0 | 2175.27 | 0 | 0 | 107000000000 | 107000000000 | 11200000000 | 11200000000 | 0 | 0 | 82330000000 | 7998.32 | 58190000000 | 0.65 | N/A | No | BEM | Hydrodynamics | (with | Morison | drag) | 0 | 0 | 0
| 5 | 210000000000 | 80769000000 | 7850 | 3.881 | 0.017 | 298.1 | 259 | 3.881 | 17 | Steel | N/A | 0 | 1987.15 | 0 | 0 | 97830000000 | 97830000000 | 10230000000 | 10230000000 | 0 | 0 | 75290000000 | 7314.21 | 53160000000 | 0.65 | N/A | No | BEM | Hydrodynamics | (with | Morison | drag) | 0 | 0 | 0 | [9 empty] | 298 | 259 | 260 | 298 | 298 | 1c | 0 | 298 | 2.10E+11 | 8.08E+10 | 7850 | 3.881 | 0.017
[7 empty] | 298.2 | 260 | 3.881 | 17 | Steel | N/A | 0 | 1913.09 | 0 | 0 | 87300000000 | 87300000000 | 9846000000 | 9846000000 | 0 | 0 | 67180000000 | 6526.55 | 51180000000 | 0.65 | N/A | No | BEM | Hydrodynamics | (with | Morison | drag) | 0 | 0 | 0
| 4 | 210000000000 | 80769000000 | 7850 | 3.7325 | 0.017 | 299.1 | 260 | 3.7325 | 17 | Steel | N/A | 0 | 1822.48 | 0 | 0 | 83210000000 | 83210000000 | 9379000000 | 9379000000 | 0 | 0 | 64030000000 | 6220.78 | 48750000000 | 0.65 | N/A | No | BEM | Hydrodynamics | (with | Morison | drag) | 0 | 0 | 0 | [9 empty] | 299 | 260 | 261 | 299 | 299 | 1c | 0 | 299 | 2.10E+11 | 8.08E+10 | 7850 | 3.7325 | 0.017
[7 empty] | 299.2 | 261 | 3.7325 | 17 | Steel | N/A | 0 | 1751.95 | 0 | 0 | 73920000000 | 73920000000 | 9016000000 | 9016000000 | 0 | 0 | 56880000000 | 5526.13 | 46870000000 | 0.65 | N/A | No | BEM | Hydrodynamics | (with | Morison | drag) | 0 | 0 | 0
| 3 | 210000000000 | 80769000000 | 7850 | 3.584 | 0.017 | 300.1 | 261 | 3.584 | 17 | Steel | N/A | 0 | 1664.83 | 0 | 0 | 70280000000 | 70280000000 | 8568000000 | 8568000000 | 0 | 0 | 54080000000 | 5254.27 | 44540000000 | 0.65 | N/A | No | BEM | Hydrodynamics | (with | Morison | drag) | 0 | 0 | 0 | [9 empty] | 300 | 261 | 262 | 300 | 300 | 1c | 0 | 300 | 2.10E+11 | 8.08E+10 | 7850 | 3.584 | 0.017
[7 empty] | 300.2 | 262 | 3.584 | 17 | Steel | N/A | 0 | 1603.91 | 0 | 0 | 62840000000 | 62840000000 | 8255000000 | 8255000000 | 0 | 0 | 48360000000 | 4698.38 | 42910000000 | 0.65 | N/A | No | BEM | Hydrodynamics | (with | Morison | drag) | 0 | 0 | 0
| 2 | 210000000000 | 80769000000 | 7850 | 3.4485 | 0.018 | 301.1 | 262 | 3.4485 | 18 | Steel | N/A | 0 | 1519.94 | 0 | 0 | 59590000000 | 59590000000 | 7822000000 | 7822000000 | 0 | 0 | 45860000000 | 4454.97 | 40660000000 | 0.65 | N/A | No | BEM | Hydrodynamics | (with | Morison | drag) | 0 | 0 | 0 | [9 empty] | 301 | 262 | 263 | 301 | 301 | 1c | 0 | 301 | 2.10E+11 | 8.08E+10 | 7850 | 3.4485 | 0.018
[7 empty] | 301.2 | 263 | 3.4485 | 18 | Steel | N/A | 0 | 1461.79 | 0 | 0 | 53010000000 | 53010000000 | 7523000000 | 7523000000 | 0 | 0 | 40790000000 | 3962.96 | 39110000000 | 0.65 | N/A | No | BEM | Hydrodynamics | (with | Morison | drag) | 0 | 0 | 0
| 1 | 210000000000 | 80769000000 | 7850 | 3.3131 | 0.018 | 302.1 | 263 | 3.3131 | 18 | Steel | N/A | 0 | 1461.79 | 0 | 0 | 53010000000 | 53010000000 | 7523000000 | 7523000000 | 0 | 0 | 40790000000 | 3962.96 | 39110000000 | 0.65 | N/A | No | BEM | Hydrodynamics | (with | Morison | drag) | 0 | 0 | 0 | [9 empty] | 302 | 263 | 264 | 302 | 302 | 1c | 0 | 302 | 2.10E+11 | 8.08E+10 | 7850 | 3.3131 | 0.018
[7 empty] | 302.2 | 264 | 3.3131 | 18 | Steel | N/A | 0 | 1456.9 | 0 | 0 | 52480000000 | 52480000000 | 7498000000 | 7498000000 | 0 | 0 | 40380000000 | 3923.38 | 38970000000 | 0.65 | N/A | No | BEM | Hydrodynamics | (with | Morison | drag) | 0 | 0 | 0
[7 empty] | 303.1 | 271 | 1.3 | 10 | Floater | No | 0 | 4.053e-05 | 0 | 0 | 1770000000 | 1770000000 | 1637000000 | 1637000000 | 0 | 0 | 1362000000 | 1.686e-05 | 8511000000 | 0 | N/A | Yes | BEM | Hydrodynamics | (with | Morison | drag) | 0 | 0 | 0 | [9 empty] | 303 | 271 | 105 | 303 | 303 | 1c | 0 | 303 | 2.10E+11 | 8.08E+10 | 7850 | 1.3 | 0.01
[7 empty] | 303.2 | 105 | 1.3 | 10 | Floater | No | 0 | 4.053e-05 | 0 | 0 | 1770000000 | 1770000000 | 1637000000 | 1637000000 | 0 | 0 | 1362000000 | 1.686e-05 | 8511000000 | 0 | N/A | Yes | BEM | Hydrodynamics | (with | Morison | drag) | 0 | 0 | 0
[7 empty] | 304.1 | 272 | 1.3 | 10 | Floater | No | 0 | 4.053e-05 | 0 | 0 | 1770000000 | 1770000000 | 1637000000 | 1637000000 | 0 | 0 | 1362000000 | 1.686e-05 | 8511000000 | 0 | N/A | Yes | BEM | Hydrodynamics | (with | Morison | drag) | 0 | 0 | 0 | [9 empty] | 304 | 272 | 108 | 304 | 304 | 1c | 0 | 304 | 2.10E+11 | 8.08E+10 | 7850 | 1.3 | 0.01
[7 empty] | 304.2 | 108 | 1.3 | 10 | Floater | No | 0 | 4.053e-05 | 0 | 0 | 1770000000 | 1770000000 | 1637000000 | 1637000000 | 0 | 0 | 1362000000 | 1.686e-05 | 8511000000 | 0 | N/A | Yes | BEM | Hydrodynamics | (with | Morison | drag) | 0 | 0 | 0
[7 empty] | 305.1 | 273 | 1.3 | 10 | Floater | No | 0 | 4.053e-05 | 0 | 0 | 1770000000 | 1770000000 | 1637000000 | 1637000000 | 0 | 0 | 1362000000 | 1.686e-05 | 8511000000 | 0 | N/A | Yes | BEM | Hydrodynamics | (with | Morison | drag) | 0 | 0 | 0 | [9 empty] | 305 | 273 | 115 | 305 | 305 | 1c | 0 | 305 | 2.10E+11 | 8.08E+10 | 7850 | 1.3 | 0.01
[7 empty] | 305.2 | 115 | 1.3 | 10 | Floater | No | 0 | 4.053e-05 | 0 | 0 | 1770000000 | 1770000000 | 1637000000 | 1637000000 | 0 | 0 | 1362000000 | 1.686e-05 | 8511000000 | 0 | N/A | Yes | BEM | Hydrodynamics | (with | Morison | drag) | 0 | 0 | 0
[7 empty] | 306.1 | 274 | 1.3 | 10 | Floater | No | 0 | 4.053e-05 | 0 | 0 | 1770000000 | 1770000000 | 1637000000 | 1637000000 | 0 | 0 | 1362000000 | 1.686e-05 | 8511000000 | 0 | N/A | Yes | BEM | Hydrodynamics | (with | Morison | drag) | 0 | 0 | 0 | [9 empty] | 306 | 274 | 161 | 306 | 306 | 1c | 0 | 306 | 2.10E+11 | 8.08E+10 | 7850 | 1.3 | 0.01
[7 empty] | 306.2 | 161 | 1.3 | 10 | Floater | No | 0 | 4.053e-05 | 0 | 0 | 1770000000 | 1770000000 | 1637000000 | 1637000000 | 0 | 0 | 1362000000 | 1.686e-05 | 8511000000 | 0 | N/A | Yes | BEM | Hydrodynamics | (with | Morison | drag) | 0 | 0 | 0
[7 empty] | 307.1 | 275 | 1.3 | 10 | Floater | No | 0 | 4.053e-05 | 0 | 0 | 1770000000 | 1770000000 | 1637000000 | 1637000000 | 0 | 0 | 1362000000 | 1.686e-05 | 8511000000 | 0 | N/A | Yes | BEM | Hydrodynamics | (with | Morison | drag) | 0 | 0 | 0 | [9 empty] | 307 | 275 | 172 | 307 | 307 | 1c | 0 | 307 | 2.10E+11 | 8.08E+10 | 7850 | 1.3 | 0.01
[7 empty] | 307.2 | 172 | 1.3 | 10 | Floater | No | 0 | 4.053e-05 | 0 | 0 | 1770000000 | 1770000000 | 1637000000 | 1637000000 | 0 | 0 | 1362000000 | 1.686e-05 | 8511000000 | 0 | N/A | Yes | BEM | Hydrodynamics | (with | Morison | drag) | 0 | 0 | 0
[7 empty] | 308.1 | 276 | 1.3 | 10 | Floater | No | 0 | 4.053e-05 | 0 | 0 | 1770000000 | 1770000000 | 1637000000 | 1637000000 | 0 | 0 | 1362000000 | 1.686e-05 | 8511000000 | 0 | N/A | Yes | BEM | Hydrodynamics | (with | Morison | drag) | 0 | 0 | 0 | [9 empty] | 308 | 276 | 179 | 308 | 308 | 1c | 0 | 308 | 2.10E+11 | 8.08E+10 | 7850 | 1.3 | 0.01
[7 empty] | 308.2 | 179 | 1.3 | 10 | Floater | No | 0 | 4.053e-05 | 0 | 0 | 1770000000 | 1770000000 | 1637000000 | 1637000000 | 0 | 0 | 1362000000 | 1.686e-05 | 8511000000 | 0 | N/A | Yes | BEM | Hydrodynamics | (with | Morison | drag) | 0 | 0 | 0
[7 empty] | 309.1 | 277 | 0.5 | 10 | Floater | No | 0 | 1.539e-05 | 0 | 0 | 97060000 | 97060000 | 621900000 | 621900000 | 0 | 0 | 74690000 | 9.244e-07 | 3233000000 | 0 | N/A | Yes | BEM | Hydrodynamics | (with | Morison | drag) | 0 | 0 | 0 | [9 empty] | 309 | 277 | 268 | 309 | 309 | 1c | 0 | 309 | 2.10E+11 | 8.08E+10 | 7850 | 0.5 | 0.01
[7 empty] | 309.2 | 268 | 1.3 | 10 | Floater | No | 0 | 4.053e-05 | 0 | 0 | 1770000000 | 1770000000 | 1637000000 | 1637000000 | 0 | 0 | 1362000000 | 1.686e-05 | 8511000000 | 0 | N/A | Yes | BEM | Hydrodynamics | (with | Morison | drag) | 0 | 0 | 0
[7 empty] | 310.1 | 278 | 0.5 | 10 | Floater | No | 0 | 1.539e-05 | 0 | 0 | 97060000 | 97060000 | 621900000 | 621900000 | 0 | 0 | 74690000 | 9.244e-07 | 3233000000 | 0 | N/A | Yes | BEM | Hydrodynamics | (with | Morison | drag) | 0 | 0 | 0 | [9 empty] | 310 | 278 | 266 | 310 | 310 | 1c | 0 | 310 | 2.10E+11 | 8.08E+10 | 7850 | 0.5 | 0.01
[7 empty] | 310.2 | 266 | 1.3 | 10 | Floater | No | 0 | 4.053e-05 | 0 | 0 | 1770000000 | 1770000000 | 1637000000 | 1637000000 | 0 | 0 | 1362000000 | 1.686e-05 | 8511000000 | 0 | N/A | Yes | BEM | Hydrodynamics | (with | Morison | drag) | 0 | 0 | 0
[7 empty] | 311.1 | 279 | 0.5 | 10 | Floater | No | 0 | 1.539e-05 | 0 | 0 | 97060000 | 97060000 | 621900000 | 621900000 | 0 | 0 | 74690000 | 9.244e-07 | 3233000000 | 0 | N/A | Yes | BEM | Hydrodynamics | (with | Morison | drag) | 0 | 0 | 0 | [9 empty] | 311 | 279 | 270 | 311 | 311 | 1c | 0 | 311 | 2.10E+11 | 8.08E+10 | 7850 | 0.5 | 0.01
[7 empty] | 311.2 | 270 | 1.3 | 10 | Floater | No | 0 | 4.053e-05 | 0 | 0 | 1770000000 | 1770000000 | 1637000000 | 1637000000 | 0 | 0 | 1362000000 | 1.686e-05 | 8511000000 | 0 | N/A | Yes | BEM | Hydrodynamics | (with | Morison | drag) | 0 | 0 | 0
[7 empty] | 312.1 | 280 | 0.5 | 10 | Floater | No | 0 | 1.539e-05 | 0 | 0 | 97060000 | 97060000 | 621900000 | 621900000 | 0 | 0 | 74690000 | 9.244e-07 | 3233000000 | 0 | N/A | Yes | BEM | Hydrodynamics | (with | Morison | drag) | 0 | 0 | 0 | [9 empty] | 312 | 280 | 281 | 312 | 312 | 1c | 0 | 312 | 2.10E+11 | 8.08E+10 | 7850 | 0.5 | 0.01
[7 empty] | 312.2 | 281 | 0.5 | 10 | Floater | No | 0 | 1.539e-05 | 0 | 0 | 97060000 | 97060000 | 621900000 | 621900000 | 0 | 0 | 74690000 | 9.244e-07 | 3233000000 | 0 | N/A | Yes | BEM | Hydrodynamics | (with | Morison | drag) | 0 | 0 | 0
[7 empty] | 313.1 | 281 | 0.5 | 10 | Floater | No | 0 | 1.539e-05 | 0 | 0 | 97060000 | 97060000 | 621900000 | 621900000 | 0 | 0 | 74690000 | 9.244e-07 | 3233000000 | 0 | N/A | Yes | BEM | Hydrodynamics | (with | Morison | drag) | 0 | 0 | 0 | [9 empty] | 313 | 281 | 222 | 313 | 313 | 1c | 0 | 313 | 2.10E+11 | 8.08E+10 | 7850 | 0.5 | 0.01
[7 empty] | 313.2 | 222 | 1.3 | 10 | Floater | No | 0 | 4.053e-05 | 0 | 0 | 1770000000 | 1770000000 | 1637000000 | 1637000000 | 0 | 0 | 1362000000 | 1.686e-05 | 8511000000 | 0 | N/A | Yes | BEM | Hydrodynamics | (with | Morison | drag) | 0 | 0 | 0
[7 empty] | 314.1 | 282 | 0.5 | 10 | Floater | No | 0 | 1.539e-05 | 0 | 0 | 97060000 | 97060000 | 621900000 | 621900000 | 0 | 0 | 74690000 | 9.244e-07 | 3233000000 | 0 | N/A | Yes | BEM | Hydrodynamics | (with | Morison | drag) | 0 | 0 | 0 | [9 empty] | 314 | 282 | 283 | 314 | 314 | 1c | 0 | 314 | 2.10E+11 | 8.08E+10 | 7850 | 0.5 | 0.01
[7 empty] | 314.2 | 283 | 0.5 | 10 | Floater | No | 0 | 1.539e-05 | 0 | 0 | 97060000 | 97060000 | 621900000 | 621900000 | 0 | 0 | 74690000 | 9.244e-07 | 3233000000 | 0 | N/A | Yes | BEM | Hydrodynamics | (with | Morison | drag) | 0 | 0 | 0
[7 empty] | 315.1 | 283 | 0.5 | 10 | Floater | No | 0 | 1.539e-05 | 0 | 0 | 97060000 | 97060000 | 621900000 | 621900000 | 0 | 0 | 74690000 | 9.244e-07 | 3233000000 | 0 | N/A | Yes | BEM | Hydrodynamics | (with | Morison | drag) | 0 | 0 | 0 | [9 empty] | 315 | 283 | 220 | 315 | 315 | 1c | 0 | 315 | 2.10E+11 | 8.08E+10 | 7850 | 0.5 | 0.01
[7 empty] | 315.2 | 220 | 1.3 | 10 | Floater | No | 0 | 4.053e-05 | 0 | 0 | 1770000000 | 1770000000 | 1637000000 | 1637000000 | 0 | 0 | 1362000000 | 1.686e-05 | 8511000000 | 0 | N/A | Yes | BEM | Hydrodynamics | (with | Morison | drag) | 0 | 0 | 0
[7 empty] | 316.1 | 284 | 0.5 | 10 | Floater | No | 0 | 1.539e-05 | 0 | 0 | 97060000 | 97060000 | 621900000 | 621900000 | 0 | 0 | 74690000 | 9.244e-07 | 3233000000 | 0 | N/A | Yes | BEM | Hydrodynamics | (with | Morison | drag) | 0 | 0 | 0 | [9 empty] | 316 | 284 | 285 | 316 | 316 | 1c | 0 | 316 | 2.10E+11 | 8.08E+10 | 7850 | 0.5 | 0.01
[7 empty] | 316.2 | 285 | 0.5 | 10 | Floater | No | 0 | 1.539e-05 | 0 | 0 | 97060000 | 97060000 | 621900000 | 621900000 | 0 | 0 | 74690000 | 9.244e-07 | 3233000000 | 0 | N/A | Yes | BEM | Hydrodynamics | (with | Morison | drag) | 0 | 0 | 0
[7 empty] | 317.1 | 285 | 0.5 | 10 | Floater | No | 0 | 1.539e-05 | 0 | 0 | 97060000 | 97060000 | 621900000 | 621900000 | 0 | 0 | 74690000 | 9.244e-07 | 3233000000 | 0 | N/A | Yes | BEM | Hydrodynamics | (with | Morison | drag) | 0 | 0 | 0 | [9 empty] | 317 | 285 | 218 | 317 | 317 | 1c | 0 | 317 | 2.10E+11 | 8.08E+10 | 7850 | 0.5 | 0.01
[7 empty] | 317.2 | 218 | 1.3 | 10 | Floater | No | 0 | 4.053e-05 | 0 | 0 | 1770000000 | 1770000000 | 1637000000 | 1637000000 | 0 | 0 | 1362000000 | 1.686e-05 | 8511000000 | 0 | N/A | Yes | BEM | Hydrodynamics | (with | Morison | drag) | 0 | 0 | 0

## 3mwFlator+3rdTowerR
| Node | H(m) | X(m) | Y(m) | M(kg) | Mooring |  | Member | Node | Dia(m) | Th(mm) | Material | Flooded? | MG(mm) | M(kg/m) |  |  | BS(Nm^2) |  | SS(N) |  |  |  | TS(Nm^2) | M(kgm) | AS(N) |  |  | Sealed? | [5 empty] | OffX | OffY | OffZ | JointID | JointXss | JointYss | JointZss | JointType | JointDirX | JointDirY | JointDirZ | JointStiff | MemberID | MJointID1 | MJointID2 | MPropSetID1 | MPropSetID2 | MType | MSpin/COSMID | PropSetID | YoungE | ShearG | MatDens | XsecD | XsecT | MemberID | MJointID1 | MJointID2 | MPropSetID1 | MPropSetID2 | MType | MSpin/COSMID |  | PropSetID | YoungE | ShearG | MatDens | XsecD | XsecT
1 | 1 | -14 | 0 | 0 | 0 |  |  | 1.1 | 1 | 5 | 24 | Floater | No | 0 | 0.0003752 | 0 | 0 | 243900000000 | 243900000000 | 15160000000 | 15160000000 | 0 | 0 | 187700000000 | 0.002322 | 78790000000 | 0.65 | N/A | Yes | BEM | Hydrodynamics | (with | Morison | drag) | 0 | 0 | 0 | 1 | 0 | 0 | -14 | 1 | 0 | 0 | 0 | 0 | 1 | 1 | 2 | 1 | 1 | 1c | 0 | 1 | 2.10E+11 | 8.08E+10 | 7850 | 5 | 0.024 | 1 | 1 | 2 | 1 | 1 | 1c | 0 | 0 | 1 | 2.10E+11 | 8.08E+10 | 7850 | 5 | 0.024 | 1 | 2.10E+11 | 8.08E+10 | 1 | 5 | 0.024
2 | 2 | -12 | 0 | 0 | 0 |  |  | 1.2 | 2 | 5 | 24 | Floater | No | 0 | 0.0003752 | 0 | 0 | 243900000000 | 243900000000 | 15160000000 | 15160000000 | 0 | 0 | 187700000000 | 0.002322 | 78790000000 | 0.65 | N/A | Yes | BEM | Hydrodynamics | (with | Morison | drag) | 0 | 0 | 0 | 2 | 0 | 0 | -12 | 1 | 0 | 0 | 0 | 0 | [13 empty] | 2 | 2 | 3 | 2 | 2 | 1c | 0 | 0 | 2 | 2.10E+11 | 8.08E+10 | 7850 | 5 | 0.024 | 2 | 2.10E+11 | 8.08E+10 | 1 | 5 | 0.024
3 | 3 | -10 | 0 | 0 | 0 |  | 1 | 2.1 | 2 | 5 | 24 | Floater | No | 0 | 0.0003752 | 0 | 0 | 243900000000 | 243900000000 | 15160000000 | 15160000000 | 0 | 0 | 187700000000 | 0.002322 | 78790000000 | 0.65 | N/A | Yes | BEM | Hydrodynamics | (with | Morison | drag) | 0 | 0 | 0 | 3 | 0 | 0 | -10 | 1 | 0 | 0 | 0 | 0 | 2 | 2 | 3 | 2 | 2 | 1c | 0 | 2 | 2.10E+11 | 8.08E+10 | 7850 | 5 | 0.024 | 3 | 3 | 4 | 3 | 3 | 1c | 0 | 0 | 3 | 2.10E+11 | 8.08E+10 | 7850 | 5 | 0.024 | 3 | 2.10E+11 | 8.08E+10 | 1 | 5 | 0.024
4 | 4 | -8 | 0 | 0 | 0 |  | 1 | 2.2 | 3 | 5 | 24 | Floater | No | 0 | 0.0003752 | 0 | 0 | 243900000000 | 243900000000 | 15160000000 | 15160000000 | 0 | 0 | 187700000000 | 0.002322 | 78790000000 | 0.65 | N/A | Yes | BEM | Hydrodynamics | (with | Morison | drag) | 0 | 0 | 0 | 4 | 0 | 0 | -8 | 1 | 0 | 0 | 0 | 0 | [13 empty] | 4 | 4 | 5 | 4 | 4 | 1c | 0 | 0 | 4 | 2.10E+11 | 8.08E+10 | 7850 | 5 | 0.024 | 4 | 2.10E+11 | 8.08E+10 | 1 | 5 | 0.024
5 | 5 | -6 | 0 | 0 | 0 |  | 1 | 3.1 | 3 | 5 | 24 | Floater | No | 0 | 0.0003752 | 0 | 0 | 243900000000 | 243900000000 | 15160000000 | 15160000000 | 0 | 0 | 187700000000 | 0.002322 | 78790000000 | 0.65 | N/A | Yes | BEM | Hydrodynamics | (with | Morison | drag) | 0 | 0 | 0 | 5 | 0 | 0 | -6 | 1 | 0 | 0 | 0 | 0 | 3 | 3 | 4 | 3 | 3 | 1c | 0 | 3 | 2.10E+11 | 8.08E+10 | 7850 | 5 | 0.024 | 5 | 5 | 6 | 5 | 5 | 1c | 0 | 0 | 5 | 2.10E+11 | 8.08E+10 | 7850 | 5 | 0.024 | 5 | 2.10E+11 | 8.08E+10 | 1 | 5 | 0.024
6 | 6 | -4 | 0 | 0 | 0 |  | 1 | 3.2 | 4 | 5 | 24 | Floater | No | 0 | 0.0003752 | 0 | 0 | 243900000000 | 243900000000 | 15160000000 | 15160000000 | 0 | 0 | 187700000000 | 0.002322 | 78790000000 | 0.65 | N/A | Yes | BEM | Hydrodynamics | (with | Morison | drag) | 0 | 0 | 0 | 6 | 0 | 0 | -4 | 1 | 0 | 0 | 0 | 0 | [13 empty] | 6 | 6 | 7 | 6 | 6 | 1c | 0 | 0 | 6 | 2.10E+11 | 8.08E+10 | 7850 | 5 | 0.024 | 6 | 2.10E+11 | 8.08E+10 | 1 | 5 | 0.024
7 | 7 | -2 | 0 | 0 | 0 |  | 1 | 4.1 | 4 | 5 | 24 | Floater | No | 0 | 0.0003752 | 0 | 0 | 243900000000 | 243900000000 | 15160000000 | 15160000000 | 0 | 0 | 187700000000 | 0.002322 | 78790000000 | 0.65 | N/A | Yes | BEM | Hydrodynamics | (with | Morison | drag) | 0 | 0 | 0 | 7 | 0 | 0 | -2 | 1 | 0 | 0 | 0 | 0 | 4 | 4 | 5 | 4 | 4 | 1c | 0 | 4 | 2.10E+11 | 8.08E+10 | 7850 | 5 | 0.024 | 7 | 7 | 8 | 7 | 7 | 1c | 0 | 0 | 7 | 2.10E+11 | 8.08E+10 | 7850 | 5 | 0.024 | 7 | 2.10E+11 | 8.08E+10 | 1 | 5 | 0.024
8 | 8 | 0 | 0 | 0 | 0 | TLM1 |  | 4.2 | 5 | 5 | 24 | Floater | No | 0 | 0.0003752 | 0 | 0 | 243900000000 | 243900000000 | 15160000000 | 15160000000 | 0 | 0 | 187700000000 | 0.002322 | 78790000000 | 0.65 | N/A | Yes | BEM | Hydrodynamics | (with | Morison | drag) | 0 | 0 | 0 | 8 | 0 | 0 | 0 | 1 | 0 | 0 | 0 | 0 | [13 empty] | 8 | 8 | 9 | 8 | 8 | 1c | 0 | 0 | 8 | 2.10E+11 | 8.08E+10 | 7850 | 5 | 0.035 | 8 | 2.10E+11 | 8.08E+10 | 1 | 5 | 0.035
9 | 9 | 1.797 | 0 | 0 | 0 |  | 1 | 5.1 | 5 | 5 | 24 | Floater | No | 0 | 0.0003752 | 0 | 0 | 243900000000 | 243900000000 | 15160000000 | 15160000000 | 0 | 0 | 187700000000 | 0.002322 | 78790000000 | 0.65 | N/A | Yes | BEM | Hydrodynamics | (with | Morison | drag) | 0 | 0 | 0 | 9 | 0 | 0 | 1.797 | 1 | 0 | 0 | 0 | 0 | 5 | 5 | 6 | 5 | 5 | 1c | 0 | 5 | 2.10E+11 | 8.08E+10 | 7850 | 5 | 0.024 | 9 | 9 | 10 | 9 | 9 | 1c | 0 | 0 | 9 | 2.10E+11 | 8.08E+10 | 7850 | 5 | 0.035 | 9 | 2.10E+11 | 8.08E+10 | 1 | 5 | 0.035
10 | 10 | 4 | 0 | 0 | 0 |  | 1 | 5.2 | 6 | 5 | 24 | Floater | No | 0 | 0.0003752 | 0 | 0 | 243900000000 | 243900000000 | 15160000000 | 15160000000 | 0 | 0 | 187700000000 | 0.002322 | 78790000000 | 0.65 | N/A | Yes | BEM | Hydrodynamics | (with | Morison | drag) | 0 | 0 | 0 | 10 | 0 | 0 | 4 | 1 | 0 | 0 | 0 | 0 | [13 empty] | 10 | 10 | 11 | 10 | 10 | 1c | 0 | 0 | 10 | 2.10E+11 | 8.08E+10 | 7850 | 5 | 0.035 | 10 | 2.10E+11 | 8.08E+10 | 1 | 5 | 0.035
11 | 11 | 6 | 0 | 0 | 0 |  | 1 | 6.1 | 6 | 5 | 24 | Floater | No | 0 | 0.0003752 | 0 | 0 | 243900000000 | 243900000000 | 15160000000 | 15160000000 | 0 | 0 | 187700000000 | 0.002322 | 78790000000 | 0.65 | N/A | Yes | BEM | Hydrodynamics | (with | Morison | drag) | 0 | 0 | 0 | 11 | 0 | 0 | 6 | 1 | 0 | 0 | 0 | 0 | 6 | 6 | 7 | 6 | 6 | 1c | 0 | 6 | 2.10E+11 | 8.08E+10 | 7850 | 5 | 0.024 | 11 | 11 | 12 | 11 | 11 | 1c | 0 | 0 | 11 | 2.10E+11 | 8.08E+10 | 7850 | 5 | 0.035 | 11 | 2.10E+11 | 8.08E+10 | 1 | 5 | 0.035
12 | 12 | 8 | 0 | 0 | 0 |  | 1 | 6.2 | 7 | 5 | 24 | Floater | No | 0 | 0.0003752 | 0 | 0 | 243900000000 | 243900000000 | 15160000000 | 15160000000 | 0 | 0 | 187700000000 | 0.002322 | 78790000000 | 0.65 | N/A | Yes | BEM | Hydrodynamics | (with | Morison | drag) | 0 | 0 | 0 | 12 | 0 | 0 | 8 | 1 | 0 | 0 | 0 | 0 | [13 empty] | 12 | 12 | 13 | 12 | 12 | 1c | 0 | 0 | 12 | 2.10E+11 | 8.08E+10 | 7850 | 5 | 0.035 | 12 | 2.10E+11 | 8.08E+10 | 1 | 5 | 0.035
13 | 13 | 9.3 | 0 | 0 | 0 |  |  | 7.1 | 7 | 5 | 24 | Floater | No | 0 | 0.0003752 | 0 | 0 | 243900000000 | 243900000000 | 15160000000 | 15160000000 | 0 | 0 | 187700000000 | 0.002322 | 78790000000 | 0.65 | N/A | Yes | BEM | Hydrodynamics | (with | Morison | drag) | 0 | 0 | 0 | 13 | 0 | 0 | 9.3 | 1 | 0 | 0 | 0 | 0 | 7 | 7 | 8 | 7 | 7 | 1c | 0 | 7 | 2.10E+11 | 8.08E+10 | 7850 | 5 | 0.024 | 13 | 13 | 14 | 13 | 13 | 1c | 0 | 0 | 13 | 2.10E+11 | 8.08E+10 | 7850 | 5 | 0.035 | 13 | 2.10E+11 | 8.08E+10 | 1 | 5 | 0.035
14 | 14 | 10 | 0 | 0 | 0 |  |  | 7.2 | 8 | 5 | 24 | Floater | No | 0 | 0.0003752 | 0 | 0 | 243900000000 | 243900000000 | 15160000000 | 15160000000 | 0 | 0 | 187700000000 | 0.002322 | 78790000000 | 0.65 | N/A | Yes | BEM | Hydrodynamics | (with | Morison | drag) | 0 | 0 | 0 | 14 | 0 | 0 | 10 | 1 | 0 | 0 | 0 | 0 | [13 empty] | 14 | 14 | 15 | 14 | 14 | 1c | 0 | 0 | 14 | 2.10E+11 | 8.08E+10 | 7850 | 5 | 0.035 | 14 | 2.10E+11 | 8.08E+10 | 1 | 5 | 0.035
15 | 15 | 11 | 0 | 0 | 0 |  |  | 8.1 | 8 | 5 | 35 | Floater | No | 0 | 0.0005459 | 0 | 0 | 353300000000 | 353300000000 | 22060000000 | 22060000000 | 0 | 0 | 271900000000 | 0.003365 | 114600000000 | 0.65 | N/A | Yes | BEM | Hydrodynamics | (with | Morison | drag) | 0 | 0 | 0 | 15 | 0 | 0 | 11 | 1 | 0 | 0 | 0 | 0 | 8 | 8 | 9 | 8 | 8 | 1c | 0 | 8 | 2.10E+11 | 8.08E+10 | 7850 | 5 | 0.035 | 15 | 16 | 17 | 15 | 15 | 1c | 0 | 0 | 15 | 2.10E+11 | 8.08E+10 | 7850 | 10 | 0.022 | 15 | 2.10E+11 | 8.08E+10 | 1 | 10 | 0.022
1 | 16 | -14 | 12.99 | 22.5 | 0 |  |  | 8.2 | 9 | 5 | 35 | Floater | No | 0 | 0.0005459 | 0 | 0 | 353300000000 | 353300000000 | 22060000000 | 22060000000 | 0 | 0 | 271900000000 | 0.003365 | 114600000000 | 0.65 | N/A | Yes | BEM | Hydrodynamics | (with | Morison | drag) | 0 | 0 | 0 | 16 | 12.99 | 22.5 | -14 | 1 | 0 | 0 | 0 | 0 | [13 empty] | 16 | 17 | 18 | 16 | 16 | 1c | 0 | 0 | 16 | 2.10E+11 | 8.08E+10 | 7850 | 10 | 0.022 | 16 | 2.10E+11 | 8.08E+10 | 1 | 10 | 0.022
2 | 17 | -12 | 12.99 | 22.5 | 0 |  |  | 9.1 | 9 | 5 | 35 | Floater | No | 0 | 0.0005459 | 0 | 0 | 353300000000 | 353300000000 | 22060000000 | 22060000000 | 0 | 0 | 271900000000 | 0.003365 | 114600000000 | 0.65 | N/A | Yes | BEM | Hydrodynamics | (with | Morison | drag) | 0 | 0 | 0 | 17 | 12.99 | 22.5 | -12 | 1 | 0 | 0 | 0 | 0 | 9 | 9 | 10 | 9 | 9 | 1c | 0 | 9 | 2.10E+11 | 8.08E+10 | 7850 | 5 | 0.035 | 17 | 18 | 19 | 17 | 17 | 1c | 0 | 0 | 17 | 2.10E+11 | 8.08E+10 | 7850 | 10 | 0.022 | 17 | 2.10E+11 | 8.08E+10 | 1 | 10 | 0.022
3 | 18 | -10 | 12.99 | 22.5 | 0 |  | 1 | 9.2 | 10 | 5 | 35 | Floater | No | 0 | 0.0005459 | 0 | 0 | 353300000000 | 353300000000 | 22060000000 | 22060000000 | 0 | 0 | 271900000000 | 0.003365 | 114600000000 | 0.65 | N/A | Yes | BEM | Hydrodynamics | (with | Morison | drag) | 0 | 0 | 0 | 18 | 12.99 | 22.5 | -10 | 1 | 0 | 0 | 0 | 0 | [13 empty] | 18 | 19 | 20 | 18 | 18 | 1c | 0 | 0 | 18 | 2.10E+11 | 8.08E+10 | 7850 | 10 | 0.022 | 18 | 2.10E+11 | 8.08E+10 | 1 | 10 | 0.022
4 | 19 | -7 | 12.99 | 22.5 | 0 |  | 1 | 10.1 | 10 | 5 | 35 | Floater | No | 0 | 0.0005459 | 0 | 0 | 353300000000 | 353300000000 | 22060000000 | 22060000000 | 0 | 0 | 271900000000 | 0.003365 | 114600000000 | 0.65 | N/A | Yes | BEM | Hydrodynamics | (with | Morison | drag) | 0 | 0 | 0 | 19 | 12.99 | 22.5 | -7 | 1 | 0 | 0 | 0 | 0 | 10 | 10 | 11 | 10 | 10 | 1c | 0 | 10 | 2.10E+11 | 8.08E+10 | 7850 | 5 | 0.035 | 19 | 20 | 21 | 19 | 19 | 1c | 0 | 0 | 19 | 2.10E+11 | 8.08E+10 | 7850 | 10 | 0.022 | 19 | 2.10E+11 | 8.08E+10 | 1 | 10 | 0.022
5 | 20 | -6 | 12.99 | 22.5 | 0 |  | 1 | 10.2 | 11 | 5 | 35 | Floater | No | 0 | 0.0005459 | 0 | 0 | 353300000000 | 353300000000 | 22060000000 | 22060000000 | 0 | 0 | 271900000000 | 0.003365 | 114600000000 | 0.65 | N/A | Yes | BEM | Hydrodynamics | (with | Morison | drag) | 0 | 0 | 0 | 20 | 12.99 | 22.5 | -6 | 1 | 0 | 0 | 0 | 0 | [13 empty] | 20 | 21 | 22 | 20 | 20 | 1c | 0 | 0 | 20 | 2.10E+11 | 8.08E+10 | 7850 | 10 | 0.02 | 20 | 2.10E+11 | 8.08E+10 | 1 | 10 | 0.02
6 | 21 | -3 | 12.99 | 22.5 | 0 |  |  | 11.1 | 11 | 5 | 35 | Floater | No | 0 | 0.0005459 | 0 | 0 | 353300000000 | 353300000000 | 22060000000 | 22060000000 | 0 | 0 | 271900000000 | 0.003365 | 114600000000 | 0.65 | N/A | Yes | BEM | Hydrodynamics | (with | Morison | drag) | 0 | 0 | 0 | 21 | 12.99 | 22.5 | -3 | 1 | 0 | 0 | 0 | 0 | 11 | 11 | 12 | 11 | 11 | 1c | 0 | 11 | 2.10E+11 | 8.08E+10 | 7850 | 5 | 0.035 | 21 | 22 | 23 | 21 | 21 | 1c | 0 | 0 | 21 | 2.10E+11 | 8.08E+10 | 7850 | 10 | 0.02 | 21 | 2.10E+11 | 8.08E+10 | 1 | 10 | 0.02
7 | 22 | -2 | 12.99 | 22.5 | 0 |  | 1 | 11.2 | 12 | 5 | 35 | Floater | No | 0 | 0.0005459 | 0 | 0 | 353300000000 | 353300000000 | 22060000000 | 22060000000 | 0 | 0 | 271900000000 | 0.003365 | 114600000000 | 0.65 | N/A | Yes | BEM | Hydrodynamics | (with | Morison | drag) | 0 | 0 | 0 | 22 | 12.99 | 22.5 | -2 | 1 | 0 | 0 | 0 | 0 | [13 empty] | 22 | 23 | 24 | 22 | 22 | 1c | 0 | 0 | 22 | 2.10E+11 | 8.08E+10 | 7850 | 10 | 0.02 | 22 | 2.10E+11 | 8.08E+10 | 1 | 10 | 0.02
8 | 23 | 0 | 12.99 | 22.5 | 0 |  |  | 12.1 | 12 | 5 | 35 | Floater | No | 0 | 0.0005459 | 0 | 0 | 353300000000 | 353300000000 | 22060000000 | 22060000000 | 0 | 0 | 271900000000 | 0.003365 | 114600000000 | 0.65 | N/A | Yes | BEM | Hydrodynamics | (with | Morison | drag) | 0 | 0 | 0 | 23 | 12.99 | 22.5 | 0 | 1 | 0 | 0 | 0 | 0 | 12 | 12 | 13 | 12 | 12 | 1c | 0 | 12 | 2.10E+11 | 8.08E+10 | 7850 | 5 | 0.035 | 23 | 24 | 25 | 23 | 23 | 1c | 0 | 0 | 23 | 2.10E+11 | 8.08E+10 | 7850 | 10 | 0.02 | 23 | 2.10E+11 | 8.08E+10 | 1 | 10 | 0.02
9 | 24 | 2 | 12.99 | 22.5 | 0 |  | 1 | 12.2 | 13 | 5 | 35 | Floater | No | 0 | 0.0005459 | 0 | 0 | 353300000000 | 353300000000 | 22060000000 | 22060000000 | 0 | 0 | 271900000000 | 0.003365 | 114600000000 | 0.65 | N/A | Yes | BEM | Hydrodynamics | (with | Morison | drag) | 0 | 0 | 0 | 24 | 12.99 | 22.5 | 2 | 1 | 0 | 0 | 0 | 0 | [13 empty] | 24 | 25 | 26 | 24 | 24 | 1c | 0 | 0 | 24 | 2.10E+11 | 8.08E+10 | 7850 | 10 | 0.02 | 24 | 2.10E+11 | 8.08E+10 | 1 | 10 | 0.02
10 | 25 | 5 | 12.99 | 22.5 | 0 |  | 1 | 13.1 | 13 | 5 | 35 | Floater | No | 0 | 0.0005459 | 0 | 0 | 353300000000 | 353300000000 | 22060000000 | 22060000000 | 0 | 0 | 271900000000 | 0.003365 | 114600000000 | 0.65 | N/A | Yes | BEM | Hydrodynamics | (with | Morison | drag) | 0 | 0 | 0 | 25 | 12.99 | 22.5 | 5 | 1 | 0 | 0 | 0 | 0 | 13 | 13 | 14 | 13 | 13 | 1c | 0 | 13 | 2.10E+11 | 8.08E+10 | 7850 | 5 | 0.035 | 25 | 26 | 27 | 25 | 25 | 1c | 0 | 0 | 25 | 2.10E+11 | 8.08E+10 | 7850 | 10 | 0.02 | 25 | 2.10E+11 | 8.08E+10 | 1 | 10 | 0.02
11 | 26 | 6 | 12.99 | 22.5 | 0 |  | 1 | 13.2 | 14 | 5 | 35 | Floater | No | 0 | 0.0005459 | 0 | 0 | 353300000000 | 353300000000 | 22060000000 | 22060000000 | 0 | 0 | 271900000000 | 0.003365 | 114600000000 | 0.65 | N/A | Yes | BEM | Hydrodynamics | (with | Morison | drag) | 0 | 0 | 0 | 26 | 12.99 | 22.5 | 6 | 1 | 0 | 0 | 0 | 0 | [13 empty] | 26 | 27 | 28 | 26 | 26 | 1c | 0 | 0 | 26 | 2.10E+11 | 8.08E+10 | 7850 | 10 | 0.02 | 26 | 2.10E+11 | 8.08E+10 | 1 | 10 | 0.02
12 | 27 | 8 | 12.99 | 22.5 | 0 |  | 1 | 14.1 | 14 | 5 | 35 | Floater | No | 0 | 0.0005459 | 0 | 0 | 353300000000 | 353300000000 | 22060000000 | 22060000000 | 0 | 0 | 271900000000 | 0.003365 | 114600000000 | 0.65 | N/A | Yes | BEM | Hydrodynamics | (with | Morison | drag) | 0 | 0 | 0 | 27 | 12.99 | 22.5 | 8 | 1 | 0 | 0 | 0 | 0 | 14 | 14 | 15 | 14 | 14 | 1c | 0 | 14 | 2.10E+11 | 8.08E+10 | 7850 | 5 | 0.035 | 27 | 28 | 29 | 27 | 27 | 1c | 0 | 0 | 27 | 2.10E+11 | 8.08E+10 | 7850 | 10 | 0.02 | 27 | 2.10E+11 | 8.08E+10 | 1 | 10 | 0.02
13 | 28 | 9.3 | 12.99 | 22.5 | 0 |  |  | 14.2 | 15 | 5 | 35 | Floater | No | 0 | 0.0005459 | 0 | 0 | 353300000000 | 353300000000 | 22060000000 | 22060000000 | 0 | 0 | 271900000000 | 0.003365 | 114600000000 | 0.65 | N/A | Yes | BEM | Hydrodynamics | (with | Morison | drag) | 0 | 0 | 0 | 28 | 12.99 | 22.5 | 9.3 | 1 | 0 | 0 | 0 | 0 | [13 empty] | 28 | 29 | 30 | 28 | 28 | 1c | 0 | 0 | 28 | 2.10E+11 | 8.08E+10 | 7850 | 10 | 0.02 | 28 | 2.10E+11 | 8.08E+10 | 1 | 10 | 0.02
14 | 29 | 10 | 12.99 | 22.5 | 0 |  |  | 15.1 | 16 | 10 | 22 | Floater | No | 0 | 0.0006896 | 0 | 0 | 1802000000000 | 1802000000000 | 27860000000 | 27860000000 | 0 | 0 | 1387000000000 | 0.017165 | 144800000000 | 0.65 | N/A | Yes | BEM | Hydrodynamics | (with | Morison | drag) | 0 | 0 | 0 | 29 | 12.99 | 22.5 | 10 | 1 | 0 | 0 | 0 | 0 | 15 | 16 | 17 | 15 | 15 | 1c | 0 | 15 | 2.10E+11 | 8.08E+10 | 7850 | 10 | 0.022 | 29 | 31 | 32 | 29 | 29 | 1c | 0 | 0 | 29 | 2.10E+11 | 8.08E+10 | 7850 | 10 | 0.022 | 29 | 2.10E+11 | 8.08E+10 | 1 | 10 | 0.022
15 | 30 | 11 | 12.99 | 22.5 | 0 |  |  | 15.2 | 17 | 10 | 22 | Floater | No | 0 | 0.0006896 | 0 | 0 | 1802000000000 | 1802000000000 | 27860000000 | 27860000000 | 0 | 0 | 1387000000000 | 0.017165 | 144800000000 | 0.65 | N/A | Yes | BEM | Hydrodynamics | (with | Morison | drag) | 0 | 0 | 0 | 30 | 12.99 | 22.5 | 11 | 1 | 0 | 0 | 0 | 0 | [13 empty] | 30 | 32 | 33 | 30 | 30 | 1c | 0 | 0 | 30 | 2.10E+11 | 8.08E+10 | 7850 | 10 | 0.022 | 30 | 2.10E+11 | 8.08E+10 | 1 | 10 | 0.022
1 | 31 | -14 | -25.98 | 0 | 0 |  |  | 16.1 | 17 | 10 | 22 | Floater | No | 0 | 0.0006896 | 0 | 0 | 1802000000000 | 1802000000000 | 27860000000 | 27860000000 | 0 | 0 | 1387000000000 | 0.017165 | 144800000000 | 0.65 | N/A | Yes | BEM | Hydrodynamics | (with | Morison | drag) | 0 | 0 | 0 | 31 | -25.98 | 0 | -14 | 1 | 0 | 0 | 0 | 0 | 16 | 17 | 18 | 16 | 16 | 1c | 0 | 16 | 2.10E+11 | 8.08E+10 | 7850 | 10 | 0.022 | 31 | 33 | 34 | 31 | 31 | 1c | 0 | 0 | 31 | 2.10E+11 | 8.08E+10 | 7850 | 10 | 0.022 | 31 | 2.10E+11 | 8.08E+10 | 1 | 10 | 0.022
2 | 32 | -12 | -25.98 | 0 | 0 |  |  | 16.2 | 18 | 10 | 22 | Floater | No | 0 | 0.0006896 | 0 | 0 | 1802000000000 | 1802000000000 | 27860000000 | 27860000000 | 0 | 0 | 1387000000000 | 0.017165 | 144800000000 | 0.65 | N/A | Yes | BEM | Hydrodynamics | (with | Morison | drag) | 0 | 0 | 0 | 32 | -25.98 | 0 | -12 | 1 | 0 | 0 | 0 | 0 | [13 empty] | 32 | 34 | 35 | 32 | 32 | 1c | 0 | 0 | 32 | 2.10E+11 | 8.08E+10 | 7850 | 10 | 0.022 | 32 | 2.10E+11 | 8.08E+10 | 1 | 10 | 0.022
3 | 33 | -10 | -25.98 | 0 | 0 |  | 1 | 17.1 | 18 | 10 | 22 | Floater | No | 0 | 0.0006896 | 0 | 0 | 1802000000000 | 1802000000000 | 27860000000 | 27860000000 | 0 | 0 | 1387000000000 | 0.017165 | 144800000000 | 0.65 | N/A | Yes | BEM | Hydrodynamics | (with | Morison | drag) | 0 | 0 | 0 | 33 | -25.98 | 0 | -10 | 1 | 0 | 0 | 0 | 0 | 17 | 18 | 19 | 17 | 17 | 1c | 0 | 17 | 2.10E+11 | 8.08E+10 | 7850 | 10 | 0.022 | 33 | 35 | 36 | 33 | 33 | 1c | 0 | 0 | 33 | 2.10E+11 | 8.08E+10 | 7850 | 10 | 0.022 | 33 | 2.10E+11 | 8.08E+10 | 1 | 10 | 0.022
4 | 34 | -7 | -25.98 | 0 | 0 |  | 1 | 17.2 | 19 | 10 | 22 | Floater | No | 0 | 0.0006896 | 0 | 0 | 1802000000000 | 1802000000000 | 27860000000 | 27860000000 | 0 | 0 | 1387000000000 | 0.017165 | 144800000000 | 0.65 | N/A | Yes | BEM | Hydrodynamics | (with | Morison | drag) | 0 | 0 | 0 | 34 | -25.98 | 0 | -7 | 1 | 0 | 0 | 0 | 0 | [13 empty] | 34 | 36 | 37 | 34 | 34 | 1c | 0 | 0 | 34 | 2.10E+11 | 8.08E+10 | 7850 | 10 | 0.02 | 34 | 2.10E+11 | 8.08E+10 | 1 | 10 | 0.02
5 | 35 | -6 | -25.98 | 0 | 0 |  | 1 | 18.1 | 19 | 10 | 22 | Floater | No | 0 | 0.0006896 | 0 | 0 | 1802000000000 | 1802000000000 | 27860000000 | 27860000000 | 0 | 0 | 1387000000000 | 0.017165 | 144800000000 | 0.65 | N/A | Yes | BEM | Hydrodynamics | (with | Morison | drag) | 0 | 0 | 0 | 35 | -25.98 | 0 | -6 | 1 | 0 | 0 | 0 | 0 | 18 | 19 | 20 | 18 | 18 | 1c | 0 | 18 | 2.10E+11 | 8.08E+10 | 7850 | 10 | 0.022 | 35 | 37 | 38 | 35 | 35 | 1c | 0 | 0 | 35 | 2.10E+11 | 8.08E+10 | 7850 | 10 | 0.02 | 35 | 2.10E+11 | 8.08E+10 | 1 | 10 | 0.02
6 | 36 | -3 | -25.98 | 0 | 0 |  |  | 18.2 | 20 | 10 | 22 | Floater | No | 0 | 0.0006896 | 0 | 0 | 1802000000000 | 1802000000000 | 27860000000 | 27860000000 | 0 | 0 | 1387000000000 | 0.017165 | 144800000000 | 0.65 | N/A | Yes | BEM | Hydrodynamics | (with | Morison | drag) | 0 | 0 | 0 | 36 | -25.98 | 0 | -3 | 1 | 0 | 0 | 0 | 0 | [13 empty] | 36 | 38 | 39 | 36 | 36 | 1c | 0 | 0 | 36 | 2.10E+11 | 8.08E+10 | 7850 | 10 | 0.02 | 36 | 2.10E+11 | 8.08E+10 | 1 | 10 | 0.02
7 | 37 | -2 | -25.98 | 0 | 0 |  | 1 | 19.1 | 20 | 10 | 22 | Floater | No | 0 | 0.0006896 | 0 | 0 | 1802000000000 | 1802000000000 | 27860000000 | 27860000000 | 0 | 0 | 1387000000000 | 0.017165 | 144800000000 | 0.65 | N/A | Yes | BEM | Hydrodynamics | (with | Morison | drag) | 0 | 0 | 0 | 37 | -25.98 | 0 | -2 | 1 | 0 | 0 | 0 | 0 | 19 | 20 | 21 | 19 | 19 | 1c | 0 | 19 | 2.10E+11 | 8.08E+10 | 7850 | 10 | 0.022 | 37 | 39 | 40 | 37 | 37 | 1c | 0 | 0 | 37 | 2.10E+11 | 8.08E+10 | 7850 | 10 | 0.02 | 37 | 2.10E+11 | 8.08E+10 | 1 | 10 | 0.02
8 | 38 | 0 | -25.98 | 0 | 0 |  |  | 19.2 | 21 | 10 | 22 | Floater | No | 0 | 0.0006896 | 0 | 0 | 1802000000000 | 1802000000000 | 27860000000 | 27860000000 | 0 | 0 | 1387000000000 | 0.017165 | 144800000000 | 0.65 | N/A | Yes | BEM | Hydrodynamics | (with | Morison | drag) | 0 | 0 | 0 | 38 | -25.98 | 0 | 0 | 1 | 0 | 0 | 0 | 0 | [13 empty] | 38 | 40 | 41 | 38 | 38 | 1c | 0 | 0 | 38 | 2.10E+11 | 8.08E+10 | 7850 | 10 | 0.02 | 38 | 2.10E+11 | 8.08E+10 | 1 | 10 | 0.02
9 | 39 | 2 | -25.98 | 0 | 0 |  | 1 | 20.1 | 21 | 10 | 20 | Floater | No | 0 | 0.0006271 | 0 | 0 | 1639000000000 | 1639000000000 | 25330000000 | 25330000000 | 0 | 0 | 1262000000000 | 0.015614 | 131700000000 | 0.65 | N/A | Yes | BEM | Hydrodynamics | (with | Morison | drag) | 0 | 0 | 0 | 39 | -25.98 | 0 | 2 | 1 | 0 | 0 | 0 | 0 | 20 | 21 | 22 | 20 | 20 | 1c | 0 | 20 | 2.10E+11 | 8.08E+10 | 7850 | 10 | 0.02 | 39 | 41 | 42 | 39 | 39 | 1c | 0 | 0 | 39 | 2.10E+11 | 8.08E+10 | 7850 | 10 | 0.02 | 39 | 2.10E+11 | 8.08E+10 | 1 | 10 | 0.02
10 | 40 | 5 | -25.98 | 0 | 0 |  | 1 | 20.2 | 22 | 10 | 20 | Floater | No | 0 | 0.0006271 | 0 | 0 | 1639000000000 | 1639000000000 | 25330000000 | 25330000000 | 0 | 0 | 1262000000000 | 0.015614 | 131700000000 | 0.65 | N/A | Yes | BEM | Hydrodynamics | (with | Morison | drag) | 0 | 0 | 0 | 40 | -25.98 | 0 | 5 | 1 | 0 | 0 | 0 | 0 | [13 empty] | 40 | 42 | 43 | 40 | 40 | 1c | 0 | 0 | 40 | 2.10E+11 | 8.08E+10 | 7850 | 10 | 0.02 | 40 | 2.10E+11 | 8.08E+10 | 1 | 10 | 0.02
11 | 41 | 6 | -25.98 | 0 | 0 |  | 1 | 21.1 | 22 | 10 | 20 | Floater | No | 0 | 0.0006271 | 0 | 0 | 1639000000000 | 1639000000000 | 25330000000 | 25330000000 | 0 | 0 | 1262000000000 | 0.015614 | 131700000000 | 0.65 | N/A | Yes | BEM | Hydrodynamics | (with | Morison | drag) | 0 | 0 | 0 | 41 | -25.98 | 0 | 6 | 1 | 0 | 0 | 0 | 0 | 21 | 22 | 23 | 21 | 21 | 1c | 0 | 21 | 2.10E+11 | 8.08E+10 | 7850 | 10 | 0.02 | 41 | 43 | 44 | 41 | 41 | 1c | 0 | 0 | 41 | 2.10E+11 | 8.08E+10 | 7850 | 10 | 0.02 | 41 | 2.10E+11 | 8.08E+10 | 1 | 10 | 0.02
12 | 42 | 8 | -25.98 | 0 | 0 |  | 1 | 21.2 | 23 | 10 | 20 | Floater | No | 0 | 0.0006271 | 0 | 0 | 1639000000000 | 1639000000000 | 25330000000 | 25330000000 | 0 | 0 | 1262000000000 | 0.015614 | 131700000000 | 0.65 | N/A | Yes | BEM | Hydrodynamics | (with | Morison | drag) | 0 | 0 | 0 | 42 | -25.98 | 0 | 8 | 1 | 0 | 0 | 0 | 0 | [13 empty] | 42 | 44 | 45 | 42 | 42 | 1c | 0 | 0 | 42 | 2.10E+11 | 8.08E+10 | 7850 | 10 | 0.02 | 42 | 2.10E+11 | 8.08E+10 | 1 | 10 | 0.02
13 | 43 | 9.3 | -25.98 | 0 | 0 |  |  | 22.1 | 23 | 10 | 20 | Floater | No | 0 | 0.0006271 | 0 | 0 | 1639000000000 | 1639000000000 | 25330000000 | 25330000000 | 0 | 0 | 1262000000000 | 0.015614 | 131700000000 | 0.65 | N/A | Yes | BEM | Hydrodynamics | (with | Morison | drag) | 0 | 0 | 0 | 43 | -25.98 | 0 | 9.3 | 1 | 0 | 0 | 0 | 0 | 22 | 23 | 24 | 22 | 22 | 1c | 0 | 22 | 2.10E+11 | 8.08E+10 | 7850 | 10 | 0.02 | 43 | 46 | 47 | 43 | 43 | 1c | 0 | 0 | 43 | 2.10E+11 | 8.08E+10 | 7850 | 10 | 0.022 | 43 | 2.10E+11 | 8.08E+10 | 1 | 10 | 0.022
14 | 44 | 10 | -25.98 | 0 | 0 |  |  | 22.2 | 24 | 10 | 20 | Floater | No | 0 | 0.0006271 | 0 | 0 | 1639000000000 | 1639000000000 | 25330000000 | 25330000000 | 0 | 0 | 1262000000000 | 0.015614 | 131700000000 | 0.65 | N/A | Yes | BEM | Hydrodynamics | (with | Morison | drag) | 0 | 0 | 0 | 44 | -25.98 | 0 | 10 | 1 | 0 | 0 | 0 | 0 | [13 empty] | 44 | 47 | 48 | 44 | 44 | 1c | 0 | 0 | 44 | 2.10E+11 | 8.08E+10 | 7850 | 10 | 0.022 | 44 | 2.10E+11 | 8.08E+10 | 1 | 10 | 0.022
15 | 45 | 11 | -25.98 | 0 | 0 |  |  | 23.1 | 24 | 10 | 20 | Floater | No | 0 | 0.0006271 | 0 | 0 | 1639000000000 | 1639000000000 | 25330000000 | 25330000000 | 0 | 0 | 1262000000000 | 0.015614 | 131700000000 | 0.65 | N/A | Yes | BEM | Hydrodynamics | (with | Morison | drag) | 0 | 0 | 0 | 45 | -25.98 | 0 | 11 | 1 | 0 | 0 | 0 | 0 | 23 | 24 | 25 | 23 | 23 | 1c | 0 | 23 | 2.10E+11 | 8.08E+10 | 7850 | 10 | 0.02 | 45 | 48 | 49 | 45 | 45 | 1c | 0 | 0 | 45 | 2.10E+11 | 8.08E+10 | 7850 | 10 | 0.022 | 45 | 2.10E+11 | 8.08E+10 | 1 | 10 | 0.022
1 | 46 | -14 | 12.99 | -22.5 | 0 |  |  | 23.2 | 25 | 10 | 20 | Floater | No | 0 | 0.0006271 | 0 | 0 | 1639000000000 | 1639000000000 | 25330000000 | 25330000000 | 0 | 0 | 1262000000000 | 0.015614 | 131700000000 | 0.65 | N/A | Yes | BEM | Hydrodynamics | (with | Morison | drag) | 0 | 0 | 0 | 46 | 12.99 | -22.5 | -14 | 1 | 0 | 0 | 0 | 0 | [13 empty] | 46 | 49 | 50 | 46 | 46 | 1c | 0 | 0 | 46 | 2.10E+11 | 8.08E+10 | 7850 | 10 | 0.022 | 46 | 2.10E+11 | 8.08E+10 | 1 | 10 | 0.022
2 | 47 | -12 | 12.99 | -22.5 | 0 |  |  | 24.1 | 25 | 10 | 20 | Floater | No | 0 | 0.0006271 | 0 | 0 | 1639000000000 | 1639000000000 | 25330000000 | 25330000000 | 0 | 0 | 1262000000000 | 0.015614 | 131700000000 | 0.65 | N/A | Yes | BEM | Hydrodynamics | (with | Morison | drag) | 0 | 0 | 0 | 47 | 12.99 | -22.5 | -12 | 1 | 0 | 0 | 0 | 0 | 24 | 25 | 26 | 24 | 24 | 1c | 0 | 24 | 2.10E+11 | 8.08E+10 | 7850 | 10 | 0.02 | 47 | 50 | 51 | 47 | 47 | 1c | 0 | 0 | 47 | 2.10E+11 | 8.08E+10 | 7850 | 10 | 0.022 | 47 | 2.10E+11 | 8.08E+10 | 1 | 10 | 0.022
3 | 48 | -10 | 12.99 | -22.5 | 0 |  | 1 | 24.2 | 26 | 10 | 20 | Floater | No | 0 | 0.0006271 | 0 | 0 | 1639000000000 | 1639000000000 | 25330000000 | 25330000000 | 0 | 0 | 1262000000000 | 0.015614 | 131700000000 | 0.65 | N/A | Yes | BEM | Hydrodynamics | (with | Morison | drag) | 0 | 0 | 0 | 48 | 12.99 | -22.5 | -10 | 1 | 0 | 0 | 0 | 0 | [13 empty] | 48 | 51 | 52 | 48 | 48 | 1c | 0 | 0 | 48 | 2.10E+11 | 8.08E+10 | 7850 | 10 | 0.02 | 48 | 2.10E+11 | 8.08E+10 | 1 | 10 | 0.02
4 | 49 | -8 | 12.99 | -22.5 | 0 |  | 1 | 25.1 | 26 | 10 | 20 | Floater | No | 0 | 0.0006271 | 0 | 0 | 1639000000000 | 1639000000000 | 25330000000 | 25330000000 | 0 | 0 | 1262000000000 | 0.015614 | 131700000000 | 0.65 | N/A | Yes | BEM | Hydrodynamics | (with | Morison | drag) | 0 | 0 | 0 | 49 | 12.99 | -22.5 | -8 | 1 | 0 | 0 | 0 | 0 | 25 | 26 | 27 | 25 | 25 | 1c | 0 | 25 | 2.10E+11 | 8.08E+10 | 7850 | 10 | 0.02 | 49 | 52 | 53 | 49 | 49 | 1c | 0 | 0 | 49 | 2.10E+11 | 8.08E+10 | 7850 | 10 | 0.02 | 49 | 2.10E+11 | 8.08E+10 | 1 | 10 | 0.02
5 | 50 | -6 | 12.99 | -22.5 | 0 |  | 1 | 25.2 | 27 | 10 | 20 | Floater | No | 0 | 0.0006271 | 0 | 0 | 1639000000000 | 1639000000000 | 25330000000 | 25330000000 | 0 | 0 | 1262000000000 | 0.015614 | 131700000000 | 0.65 | N/A | Yes | BEM | Hydrodynamics | (with | Morison | drag) | 0 | 0 | 0 | 50 | 12.99 | -22.5 | -6 | 1 | 0 | 0 | 0 | 0 | [13 empty] | 50 | 53 | 54 | 50 | 50 | 1c | 0 | 0 | 50 | 2.10E+11 | 8.08E+10 | 7850 | 10 | 0.02 | 50 | 2.10E+11 | 8.08E+10 | 1 | 10 | 0.02
6 | 51 | -3 | 12.99 | -22.5 | 0 |  |  | 26.1 | 27 | 10 | 20 | Floater | No | 0 | 0.0006271 | 0 | 0 | 1639000000000 | 1639000000000 | 25330000000 | 25330000000 | 0 | 0 | 1262000000000 | 0.015614 | 131700000000 | 0.65 | N/A | Yes | BEM | Hydrodynamics | (with | Morison | drag) | 0 | 0 | 0 | 51 | 12.99 | -22.5 | -3 | 1 | 0 | 0 | 0 | 0 | 26 | 27 | 28 | 26 | 26 | 1c | 0 | 26 | 2.10E+11 | 8.08E+10 | 7850 | 10 | 0.02 | 51 | 54 | 55 | 51 | 51 | 1c | 0 | 0 | 51 | 2.10E+11 | 8.08E+10 | 7850 | 10 | 0.02 | 51 | 2.10E+11 | 8.08E+10 | 1 | 10 | 0.02
7 | 52 | -2 | 12.99 | -22.5 | 0 |  | 1 | 26.2 | 28 | 10 | 20 | Floater | No | 0 | 0.0006271 | 0 | 0 | 1639000000000 | 1639000000000 | 25330000000 | 25330000000 | 0 | 0 | 1262000000000 | 0.015614 | 131700000000 | 0.65 | N/A | Yes | BEM | Hydrodynamics | (with | Morison | drag) | 0 | 0 | 0 | 52 | 12.99 | -22.5 | -2 | 1 | 0 | 0 | 0 | 0 | [13 empty] | 52 | 55 | 56 | 52 | 52 | 1c | 0 | 0 | 52 | 2.10E+11 | 8.08E+10 | 7850 | 10 | 0.021 | 52 | 2.10E+11 | 8.08E+10 | 1 | 10 | 0.021
8 | 53 | 0 | 12.99 | -22.5 | 0 |  |  | 27.1 | 28 | 10 | 20 | Floater | No | 0 | 0.0006271 | 0 | 0 | 1639000000000 | 1639000000000 | 25330000000 | 25330000000 | 0 | 0 | 1262000000000 | 0.015614 | 131700000000 | 0.65 | N/A | Yes | BEM | Hydrodynamics | (with | Morison | drag) | 0 | 0 | 0 | 53 | 12.99 | -22.5 | 0 | 1 | 0 | 0 | 0 | 0 | 27 | 28 | 29 | 27 | 27 | 1c | 0 | 27 | 2.10E+11 | 8.08E+10 | 7850 | 10 | 0.02 | 53 | 56 | 57 | 53 | 53 | 1c | 0 | 0 | 53 | 2.10E+11 | 8.08E+10 | 7850 | 10 | 0.02 | 53 | 2.10E+11 | 8.08E+10 | 1 | 10 | 0.02
9 | 54 | 2 | 12.99 | -22.5 | 0 |  | 1 | 27.2 | 29 | 10 | 20 | Floater | No | 0 | 0.0006271 | 0 | 0 | 1639000000000 | 1639000000000 | 25330000000 | 25330000000 | 0 | 0 | 1262000000000 | 0.015614 | 131700000000 | 0.65 | N/A | Yes | BEM | Hydrodynamics | (with | Morison | drag) | 0 | 0 | 0 | 54 | 12.99 | -22.5 | 2 | 1 | 0 | 0 | 0 | 0 | [13 empty] | 54 | 57 | 58 | 54 | 54 | 1c | 0 | 0 | 54 | 2.10E+11 | 8.08E+10 | 7850 | 10 | 0.021 | 54 | 2.10E+11 | 8.08E+10 | 1 | 10 | 0.021
10 | 55 | 5 | 12.99 | -22.5 | 0 |  | 1 | 28.1 | 29 | 10 | 20 | Floater | No | 0 | 0.0006271 | 0 | 0 | 1639000000000 | 1639000000000 | 25330000000 | 25330000000 | 0 | 0 | 1262000000000 | 0.015614 | 131700000000 | 0.65 | N/A | Yes | BEM | Hydrodynamics | (with | Morison | drag) | 0 | 0 | 0 | 55 | 12.99 | -22.5 | 5 | 1 | 0 | 0 | 0 | 0 | 28 | 29 | 30 | 28 | 28 | 1c | 0 | 28 | 2.10E+11 | 8.08E+10 | 7850 | 10 | 0.02 | 55 | 58 | 59 | 55 | 55 | 1c | 0 | 0 | 55 | 2.10E+11 | 8.08E+10 | 7850 | 10 | 0.02 | 55 | 2.10E+11 | 8.08E+10 | 1 | 10 | 0.02
11 | 56 | 6 | 12.99 | -22.5 | 0 |  | 1 | 28.2 | 30 | 10 | 20 | Floater | No | 0 | 0.0006271 | 0 | 0 | 1639000000000 | 1639000000000 | 25330000000 | 25330000000 | 0 | 0 | 1262000000000 | 0.015614 | 131700000000 | 0.65 | N/A | Yes | BEM | Hydrodynamics | (with | Morison | drag) | 0 | 0 | 0 | 56 | 12.99 | -22.5 | 6 | 1 | 0 | 0 | 0 | 0 | [13 empty] | 56 | 59 | 60 | 56 | 56 | 1c | 0 | 0 | 56 | 2.10E+11 | 8.08E+10 | 7850 | 10 | 0.02 | 56 | 2.10E+11 | 8.08E+10 | 1 | 10 | 0.02
12 | 57 | 8 | 12.99 | -22.5 | 0 |  | 1 | 29.1 | 31 | 10 | 22 | Floater | No | 0 | 0.0006896 | 0 | 0 | 1802000000000 | 1802000000000 | 27860000000 | 27860000000 | 0 | 0 | 1387000000000 | 0.017165 | 144800000000 | 0.65 | N/A | Yes | BEM | Hydrodynamics | (with | Morison | drag) | 0 | 0 | 0 | 57 | 12.99 | -22.5 | 8 | 1 | 0 | 0 | 0 | 0 | 29 | 31 | 32 | 29 | 29 | 1c | 0 | 29 | 2.10E+11 | 8.08E+10 | 7850 | 10 | 0.022 | 57 | 61 | 62 | 57 | 57 | 1c | 0 | 0 | 57 | 2.10E+11 | 8.08E+10 | 7850 | 1 | 0.015 | 57 | 2.10E+11 | 8.08E+10 | 1 | 1 | 0.015
13 | 58 | 9.3 | 12.99 | -22.5 | 0 |  |  | 29.2 | 32 | 10 | 22 | Floater | No | 0 | 0.0006896 | 0 | 0 | 1802000000000 | 1802000000000 | 27860000000 | 27860000000 | 0 | 0 | 1387000000000 | 0.017165 | 144800000000 | 0.65 | N/A | Yes | BEM | Hydrodynamics | (with | Morison | drag) | 0 | 0 | 0 | 58 | 12.99 | -22.5 | 9.3 | 1 | 0 | 0 | 0 | 0 | [13 empty] | 58 | 62 | 63 | 58 | 58 | 1c | 0 | 0 | 58 | 2.10E+11 | 8.08E+10 | 7850 | 1 | 0.015 | 58 | 2.10E+11 | 8.08E+10 | 1 | 1 | 0.015
14 | 59 | 10 | 12.99 | -22.5 | 0 |  |  | 30.1 | 32 | 10 | 22 | Floater | No | 0 | 0.0006896 | 0 | 0 | 1802000000000 | 1802000000000 | 27860000000 | 27860000000 | 0 | 0 | 1387000000000 | 0.017165 | 144800000000 | 0.65 | N/A | Yes | BEM | Hydrodynamics | (with | Morison | drag) | 0 | 0 | 0 | 59 | 12.99 | -22.5 | 10 | 1 | 0 | 0 | 0 | 0 | 30 | 32 | 33 | 30 | 30 | 1c | 0 | 30 | 2.10E+11 | 8.08E+10 | 7850 | 10 | 0.022 | 59 | 63 | 64 | 59 | 59 | 1c | 0 | 0 | 59 | 2.10E+11 | 8.08E+10 | 7850 | 1 | 0.015 | 59 | 2.10E+11 | 8.08E+10 | 1 | 1 | 0.015
15 | 60 | 11 | 12.99 | -22.5 | 0 |  |  | 30.2 | 33 | 10 | 22 | Floater | No | 0 | 0.0006896 | 0 | 0 | 1802000000000 | 1802000000000 | 27860000000 | 27860000000 | 0 | 0 | 1387000000000 | 0.017165 | 144800000000 | 0.65 | N/A | Yes | BEM | Hydrodynamics | (with | Morison | drag) | 0 | 0 | 0 | 60 | 12.99 | -22.5 | 11 | 1 | 0 | 0 | 0 | 0 | [13 empty] | 60 | 64 | 65 | 60 | 60 | 1c | 0 | 0 | 60 | 2.10E+11 | 8.08E+10 | 7850 | 1 | 0.015 | 60 | 2.10E+11 | 8.08E+10 | 1 | 1 | 0.015
1 | 61 | 9.3 | 8.66 | 20 | 0 |  |  | 31.1 | 33 | 10 | 22 | Floater | No | 0 | 0.0006896 | 0 | 0 | 1802000000000 | 1802000000000 | 27860000000 | 27860000000 | 0 | 0 | 1387000000000 | 0.017165 | 144800000000 | 0.65 | N/A | Yes | BEM | Hydrodynamics | (with | Morison | drag) | 0 | 0 | 0 | 61 | 8.66 | 20 | 9.3 | 1 | 0 | 0 | 0 | 0 | 31 | 33 | 34 | 31 | 31 | 1c | 0 | 31 | 2.10E+11 | 8.08E+10 | 7850 | 10 | 0.022 | 61 | 65 | 66 | 61 | 61 | 1c | 0 | 0 | 61 | 2.10E+11 | 8.08E+10 | 7850 | 1 | 0.015 | 61 | 2.10E+11 | 8.08E+10 | 1 | 1 | 0.015
2 | 62 | 9.3 | 7.708 | 19.45 | 0 |  |  | 31.2 | 34 | 10 | 22 | Floater | No | 0 | 0.0006896 | 0 | 0 | 1802000000000 | 1802000000000 | 27860000000 | 27860000000 | 0 | 0 | 1387000000000 | 0.017165 | 144800000000 | 0.65 | N/A | Yes | BEM | Hydrodynamics | (with | Morison | drag) | 0 | 0 | 0 | 62 | 7.708 | 19.45 | 9.3 | 1 | 0 | 0 | 0 | 0 | [13 empty] | 62 | 66 | 67 | 62 | 62 | 1c | 0 | 0 | 62 | 2.10E+11 | 8.08E+10 | 7850 | 1 | 0.015 | 62 | 2.10E+11 | 8.08E+10 | 1 | 1 | 0.015
3 | 63 | 9.3 | 7.104 | 19.1015 | 0 |  |  | 32.1 | 34 | 10 | 22 | Floater | No | 0 | 0.0006896 | 0 | 0 | 1802000000000 | 1802000000000 | 27860000000 | 27860000000 | 0 | 0 | 1387000000000 | 0.017165 | 144800000000 | 0.65 | N/A | Yes | BEM | Hydrodynamics | (with | Morison | drag) | 0 | 0 | 0 | 63 | 7.104 | 19.1015 | 9.3 | 1 | 0 | 0 | 0 | 0 | 32 | 34 | 35 | 32 | 32 | 1c | 0 | 32 | 2.10E+11 | 8.08E+10 | 7850 | 10 | 0.022 | 63 | 67 | 68 | 63 | 63 | 1c | 0 | 0 | 63 | 2.10E+11 | 8.08E+10 | 7850 | 1 | 0.015 | 63 | 2.10E+11 | 8.08E+10 | 1 | 1 | 0.015
4 | 64 | 9.3 | 1.925 | 16.111 | 0 |  | 1 | 32.2 | 35 | 10 | 22 | Floater | No | 0 | 0.0006896 | 0 | 0 | 1802000000000 | 1802000000000 | 27860000000 | 27860000000 | 0 | 0 | 1387000000000 | 0.017165 | 144800000000 | 0.65 | N/A | Yes | BEM | Hydrodynamics | (with | Morison | drag) | 0 | 0 | 0 | 64 | 1.925 | 16.111 | 9.3 | 1 | 0 | 0 | 0 | 0 | [13 empty] | 64 | 68 | 69 | 64 | 64 | 1c | 0 | 0 | 64 | 2.10E+11 | 8.08E+10 | 7850 | 1 | 0.015 | 64 | 2.10E+11 | 8.08E+10 | 1 | 1 | 0.015
5 | 65 | 9.3 | -1.443 | 14.167 | 0 |  | 1 | 33.1 | 35 | 10 | 22 | Floater | No | 0 | 0.0006896 | 0 | 0 | 1802000000000 | 1802000000000 | 27860000000 | 27860000000 | 0 | 0 | 1387000000000 | 0.017165 | 144800000000 | 0.65 | N/A | Yes | BEM | Hydrodynamics | (with | Morison | drag) | 0 | 0 | 0 | 65 | -1.443 | 14.167 | 9.3 | 1 | 0 | 0 | 0 | 0 | 33 | 35 | 36 | 33 | 33 | 1c | 0 | 33 | 2.10E+11 | 8.08E+10 | 7850 | 10 | 0.022 | 65 | 69 | 70 | 65 | 65 | 1c | 0 | 0 | 65 | 2.10E+11 | 8.08E+10 | 7850 | 1 | 0.015 | 65 | 2.10E+11 | 8.08E+10 | 1 | 1 | 0.015
6 | 66 | 9.3 | -4.811 | 12.222 | 0 |  | 1 | 33.2 | 36 | 10 | 22 | Floater | No | 0 | 0.0006896 | 0 | 0 | 1802000000000 | 1802000000000 | 27860000000 | 27860000000 | 0 | 0 | 1387000000000 | 0.017165 | 144800000000 | 0.65 | N/A | Yes | BEM | Hydrodynamics | (with | Morison | drag) | 0 | 0 | 0 | 66 | -4.811 | 12.222 | 9.3 | 1 | 0 | 0 | 0 | 0 | [13 empty] | 66 | 70 | 71 | 66 | 66 | 1c | 0 | 0 | 66 | 2.10E+11 | 8.08E+10 | 7850 | 1 | 0.015 | 66 | 2.10E+11 | 8.08E+10 | 1 | 1 | 0.015
7 | 67 | 9.3 | -6.495 | 11.25 | 0 |  |  | 34.1 | 36 | 10 | 20 | Floater | No | 0 | 0.0006271 | 0 | 0 | 1639000000000 | 1639000000000 | 25330000000 | 25330000000 | 0 | 0 | 1262000000000 | 0.015614 | 131700000000 | 0.65 | N/A | Yes | BEM | Hydrodynamics | (with | Morison | drag) | 0 | 0 | 0 | 67 | -6.495 | 11.25 | 9.3 | 1 | 0 | 0 | 0 | 0 | 34 | 36 | 37 | 34 | 34 | 1c | 0 | 34 | 2.10E+11 | 8.08E+10 | 7850 | 10 | 0.02 | 67 | 71 | 72 | 67 | 67 | 1c | 0 | 0 | 67 | 2.10E+11 | 8.08E+10 | 7850 | 1 | 0.015 | 67 | 2.10E+11 | 8.08E+10 | 1 | 1 | 0.015
8 | 68 | 9.3 | -8.179 | 10.278 | 0 |  | 1 | 34.2 | 37 | 10 | 20 | Floater | No | 0 | 0.0006271 | 0 | 0 | 1639000000000 | 1639000000000 | 25330000000 | 25330000000 | 0 | 0 | 1262000000000 | 0.015614 | 131700000000 | 0.65 | N/A | Yes | BEM | Hydrodynamics | (with | Morison | drag) | 0 | 0 | 0 | 68 | -8.179 | 10.278 | 9.3 | 1 | 0 | 0 | 0 | 0 | [13 empty] | 68 | 72 | 73 | 68 | 68 | 1c | 0 | 0 | 68 | 2.10E+11 | 8.08E+10 | 7850 | 1 | 0.015 | 68 | 2.10E+11 | 8.08E+10 | 1 | 1 | 0.015
9 | 69 | 9.3 | -11.547 | 8.333 | 0 |  | 1 | 35.1 | 37 | 10 | 20 | Floater | No | 0 | 0.0006271 | 0 | 0 | 1639000000000 | 1639000000000 | 25330000000 | 25330000000 | 0 | 0 | 1262000000000 | 0.015614 | 131700000000 | 0.65 | N/A | Yes | BEM | Hydrodynamics | (with | Morison | drag) | 0 | 0 | 0 | 69 | -11.547 | 8.333 | 9.3 | 1 | 0 | 0 | 0 | 0 | 35 | 37 | 38 | 35 | 35 | 1c | 0 | 35 | 2.10E+11 | 8.08E+10 | 7850 | 10 | 0.02 | 69 | 74 | 75 | 69 | 69 | 1c | 0 | 0 | 69 | 2.10E+11 | 8.08E+10 | 7850 | 1 | 0.015 | 69 | 2.10E+11 | 8.08E+10 | 1 | 1 | 0.015
10 | 70 | 9.3 | -14.915 | 6.389 | 0 |  | 1 | 35.2 | 38 | 10 | 20 | Floater | No | 0 | 0.0006271 | 0 | 0 | 1639000000000 | 1639000000000 | 25330000000 | 25330000000 | 0 | 0 | 1262000000000 | 0.015614 | 131700000000 | 0.65 | N/A | Yes | BEM | Hydrodynamics | (with | Morison | drag) | 0 | 0 | 0 | 70 | -14.915 | 6.389 | 9.3 | 1 | 0 | 0 | 0 | 0 | [13 empty] | 70 | 75 | 76 | 70 | 70 | 1c | 0 | 0 | 70 | 2.10E+11 | 8.08E+10 | 7850 | 1 | 0.015 | 70 | 2.10E+11 | 8.08E+10 | 1 | 1 | 0.015
11 | 71 | 9.3 | -20.0943 | 3.3985 | 0 |  |  | 36.1 | 38 | 10 | 20 | Floater | No | 0 | 0.0006271 | 0 | 0 | 1639000000000 | 1639000000000 | 25330000000 | 25330000000 | 0 | 0 | 1262000000000 | 0.015614 | 131700000000 | 0.65 | N/A | Yes | BEM | Hydrodynamics | (with | Morison | drag) | 0 | 0 | 0 | 71 | -20.0943 | 3.3985 | 9.3 | 1 | 0 | 0 | 0 | 0 | 36 | 38 | 39 | 36 | 36 | 1c | 0 | 36 | 2.10E+11 | 8.08E+10 | 7850 | 10 | 0.02 | 71 | 76 | 77 | 71 | 71 | 1c | 0 | 0 | 71 | 2.10E+11 | 8.08E+10 | 7850 | 1 | 0.015 | 71 | 2.10E+11 | 8.08E+10 | 1 | 1 | 0.015
12 | 72 | 9.3 | -20.698 | 3.05 | 0 |  |  | 36.2 | 39 | 10 | 20 | Floater | No | 0 | 0.0006271 | 0 | 0 | 1639000000000 | 1639000000000 | 25330000000 | 25330000000 | 0 | 0 | 1262000000000 | 0.015614 | 131700000000 | 0.65 | N/A | Yes | BEM | Hydrodynamics | (with | Morison | drag) | 0 | 0 | 0 | 72 | -20.698 | 3.05 | 9.3 | 1 | 0 | 0 | 0 | 0 | [13 empty] | 72 | 77 | 78 | 72 | 72 | 1c | 0 | 0 | 72 | 2.10E+11 | 8.08E+10 | 7850 | 1 | 0.015 | 72 | 2.10E+11 | 8.08E+10 | 1 | 1 | 0.015
13 | 73 | 9.3 | -21.651 | 2.5 | 0 |  |  | 37.1 | 39 | 10 | 20 | Floater | No | 0 | 0.0006271 | 0 | 0 | 1639000000000 | 1639000000000 | 25330000000 | 25330000000 | 0 | 0 | 1262000000000 | 0.015614 | 131700000000 | 0.65 | N/A | Yes | BEM | Hydrodynamics | (with | Morison | drag) | 0 | 0 | 0 | 73 | -21.651 | 2.5 | 9.3 | 1 | 0 | 0 | 0 | 0 | 37 | 39 | 40 | 37 | 37 | 1c | 0 | 37 | 2.10E+11 | 8.08E+10 | 7850 | 10 | 0.02 | 73 | 78 | 79 | 73 | 73 | 1c | 0 | 0 | 73 | 2.10E+11 | 8.08E+10 | 7850 | 1 | 0.015 | 73 | 2.10E+11 | 8.08E+10 | 1 | 1 | 0.015
1 | 74 | 9.3 | -21.651 | -2.5 | 0 |  |  | 37.2 | 40 | 10 | 20 | Floater | No | 0 | 0.0006271 | 0 | 0 | 1639000000000 | 1639000000000 | 25330000000 | 25330000000 | 0 | 0 | 1262000000000 | 0.015614 | 131700000000 | 0.65 | N/A | Yes | BEM | Hydrodynamics | (with | Morison | drag) | 0 | 0 | 0 | 74 | -21.651 | -2.5 | 9.3 | 1 | 0 | 0 | 0 | 0 | [13 empty] | 74 | 79 | 80 | 74 | 74 | 1c | 0 | 0 | 74 | 2.10E+11 | 8.08E+10 | 7850 | 1 | 0.015 | 74 | 2.10E+11 | 8.08E+10 | 1 | 1 | 0.015
2 | 75 | 9.3 | -20.698 | -3.05 | 0 |  |  | 38.1 | 40 | 10 | 20 | Floater | No | 0 | 0.0006271 | 0 | 0 | 1639000000000 | 1639000000000 | 25330000000 | 25330000000 | 0 | 0 | 1262000000000 | 0.015614 | 131700000000 | 0.65 | N/A | Yes | BEM | Hydrodynamics | (with | Morison | drag) | 0 | 0 | 0 | 75 | -20.698 | -3.05 | 9.3 | 1 | 0 | 0 | 0 | 0 | 38 | 40 | 41 | 38 | 38 | 1c | 0 | 38 | 2.10E+11 | 8.08E+10 | 7850 | 10 | 0.02 | 75 | 80 | 81 | 75 | 75 | 1c | 0 | 0 | 75 | 2.10E+11 | 8.08E+10 | 7850 | 1 | 0.015 | 75 | 2.10E+11 | 8.08E+10 | 1 | 1 | 0.015
3 | 76 | 9.3 | -20.0943 | -3.3985 | 0 |  |  | 38.2 | 41 | 10 | 20 | Floater | No | 0 | 0.0006271 | 0 | 0 | 1639000000000 | 1639000000000 | 25330000000 | 25330000000 | 0 | 0 | 1262000000000 | 0.015614 | 131700000000 | 0.65 | N/A | Yes | BEM | Hydrodynamics | (with | Morison | drag) | 0 | 0 | 0 | 76 | -20.0943 | -3.3985 | 9.3 | 1 | 0 | 0 | 0 | 0 | [13 empty] | 76 | 81 | 82 | 76 | 76 | 1c | 0 | 0 | 76 | 2.10E+11 | 8.08E+10 | 7850 | 1 | 0.015 | 76 | 2.10E+11 | 8.08E+10 | 1 | 1 | 0.015
4 | 77 | 9.3 | -14.915 | -6.389 | 0 |  | 1 | 39.1 | 41 | 10 | 20 | Floater | No | 0 | 0.0006271 | 0 | 0 | 1639000000000 | 1639000000000 | 25330000000 | 25330000000 | 0 | 0 | 1262000000000 | 0.015614 | 131700000000 | 0.65 | N/A | Yes | BEM | Hydrodynamics | (with | Morison | drag) | 0 | 0 | 0 | 77 | -14.915 | -6.389 | 9.3 | 1 | 0 | 0 | 0 | 0 | 39 | 41 | 42 | 39 | 39 | 1c | 0 | 39 | 2.10E+11 | 8.08E+10 | 7850 | 10 | 0.02 | 77 | 82 | 83 | 77 | 77 | 1c | 0 | 0 | 77 | 2.10E+11 | 8.08E+10 | 7850 | 1 | 0.015 | 77 | 2.10E+11 | 8.08E+10 | 1 | 1 | 0.015
5 | 78 | 9.3 | -11.547 | -8.333 | 0 |  | 1 | 39.2 | 42 | 10 | 20 | Floater | No | 0 | 0.0006271 | 0 | 0 | 1639000000000 | 1639000000000 | 25330000000 | 25330000000 | 0 | 0 | 1262000000000 | 0.015614 | 131700000000 | 0.65 | N/A | Yes | BEM | Hydrodynamics | (with | Morison | drag) | 0 | 0 | 0 | 78 | -11.547 | -8.333 | 9.3 | 1 | 0 | 0 | 0 | 0 | [13 empty] | 78 | 83 | 84 | 78 | 78 | 1c | 0 | 0 | 78 | 2.10E+11 | 8.08E+10 | 7850 | 1 | 0.015 | 78 | 2.10E+11 | 8.08E+10 | 1 | 1 | 0.015
6 | 79 | 9.3 | -8.179 | -10.278 | 0 |  | 1 | 40.1 | 42 | 10 | 20 | Floater | No | 0 | 0.0006271 | 0 | 0 | 1639000000000 | 1639000000000 | 25330000000 | 25330000000 | 0 | 0 | 1262000000000 | 0.015614 | 131700000000 | 0.65 | N/A | Yes | BEM | Hydrodynamics | (with | Morison | drag) | 0 | 0 | 0 | 79 | -8.179 | -10.278 | 9.3 | 1 | 0 | 0 | 0 | 0 | 40 | 42 | 43 | 40 | 40 | 1c | 0 | 40 | 2.10E+11 | 8.08E+10 | 7850 | 10 | 0.02 | 79 | 84 | 85 | 79 | 79 | 1c | 0 | 0 | 79 | 2.10E+11 | 8.08E+10 | 7850 | 1 | 0.015 | 79 | 2.10E+11 | 8.08E+10 | 1 | 1 | 0.015
7 | 80 | 9.3 | -6.495 | -11.25 | 0 |  |  | 40.2 | 43 | 10 | 20 | Floater | No | 0 | 0.0006271 | 0 | 0 | 1639000000000 | 1639000000000 | 25330000000 | 25330000000 | 0 | 0 | 1262000000000 | 0.015614 | 131700000000 | 0.65 | N/A | Yes | BEM | Hydrodynamics | (with | Morison | drag) | 0 | 0 | 0 | 80 | -6.495 | -11.25 | 9.3 | 1 | 0 | 0 | 0 | 0 | [13 empty] | 80 | 85 | 86 | 80 | 80 | 1c | 0 | 0 | 80 | 2.10E+11 | 8.08E+10 | 7850 | 1 | 0.015 | 80 | 2.10E+11 | 8.08E+10 | 1 | 1 | 0.015
8 | 81 | 9.3 | -4.811 | -12.222 | 0 |  | 1 | 41.1 | 43 | 10 | 20 | Floater | No | 0 | 0.0006271 | 0 | 0 | 1639000000000 | 1639000000000 | 25330000000 | 25330000000 | 0 | 0 | 1262000000000 | 0.015614 | 131700000000 | 0.65 | N/A | Yes | BEM | Hydrodynamics | (with | Morison | drag) | 0 | 0 | 0 | 81 | -4.811 | -12.222 | 9.3 | 1 | 0 | 0 | 0 | 0 | 41 | 43 | 44 | 41 | 41 | 1c | 0 | 41 | 2.10E+11 | 8.08E+10 | 7850 | 10 | 0.02 | 81 | 87 | 88 | 81 | 81 | 1c | 0 | 0 | 81 | 2.10E+11 | 8.08E+10 | 7850 | 1 | 0.015 | 81 | 2.10E+11 | 8.08E+10 | 1 | 1 | 0.015
9 | 82 | 9.3 | -1.443 | -14.167 | 0 |  | 1 | 41.2 | 44 | 10 | 20 | Floater | No | 0 | 0.0006271 | 0 | 0 | 1639000000000 | 1639000000000 | 25330000000 | 25330000000 | 0 | 0 | 1262000000000 | 0.015614 | 131700000000 | 0.65 | N/A | Yes | BEM | Hydrodynamics | (with | Morison | drag) | 0 | 0 | 0 | 82 | -1.443 | -14.167 | 9.3 | 1 | 0 | 0 | 0 | 0 | [13 empty] | 82 | 88 | 89 | 82 | 82 | 1c | 0 | 0 | 82 | 2.10E+11 | 8.08E+10 | 7850 | 1 | 0.015 | 82 | 2.10E+11 | 8.08E+10 | 1 | 1 | 0.015
10 | 83 | 9.3 | 1.925 | -16.111 | 0 |  | 1 | 42.1 | 44 | 10 | 20 | Floater | No | 0 | 0.0006271 | 0 | 0 | 1639000000000 | 1639000000000 | 25330000000 | 25330000000 | 0 | 0 | 1262000000000 | 0.015614 | 131700000000 | 0.65 | N/A | Yes | BEM | Hydrodynamics | (with | Morison | drag) | 0 | 0 | 0 | 83 | 1.925 | -16.111 | 9.3 | 1 | 0 | 0 | 0 | 0 | 42 | 44 | 45 | 42 | 42 | 1c | 0 | 42 | 2.10E+11 | 8.08E+10 | 7850 | 10 | 0.02 | 83 | 89 | 90 | 83 | 83 | 1c | 0 | 0 | 83 | 2.10E+11 | 8.08E+10 | 7850 | 1 | 0.015 | 83 | 2.10E+11 | 8.08E+10 | 1 | 1 | 0.015
11 | 84 | 9.3 | 7.104 | -19.1015 | 0 |  |  | 42.2 | 45 | 10 | 20 | Floater | No | 0 | 0.0006271 | 0 | 0 | 1639000000000 | 1639000000000 | 25330000000 | 25330000000 | 0 | 0 | 1262000000000 | 0.015614 | 131700000000 | 0.65 | N/A | Yes | BEM | Hydrodynamics | (with | Morison | drag) | 0 | 0 | 0 | 84 | 7.104 | -19.1015 | 9.3 | 1 | 0 | 0 | 0 | 0 | [13 empty] | 84 | 90 | 91 | 84 | 84 | 1c | 0 | 0 | 84 | 2.10E+11 | 8.08E+10 | 7850 | 1 | 0.015 | 84 | 2.10E+11 | 8.08E+10 | 1 | 1 | 0.015
12 | 85 | 9.3 | 7.708 | -19.45 | 0 |  |  | 43.1 | 46 | 10 | 22 | Floater | No | 0 | 0.0006896 | 0 | 0 | 1802000000000 | 1802000000000 | 27860000000 | 27860000000 | 0 | 0 | 1387000000000 | 0.017165 | 144800000000 | 0.65 | N/A | Yes | BEM | Hydrodynamics | (with | Morison | drag) | 0 | 0 | 0 | 85 | 7.708 | -19.45 | 9.3 | 1 | 0 | 0 | 0 | 0 | 43 | 46 | 47 | 43 | 43 | 1c | 0 | 43 | 2.10E+11 | 8.08E+10 | 7850 | 10 | 0.022 | 85 | 91 | 92 | 85 | 85 | 1c | 0 | 0 | 85 | 2.10E+11 | 8.08E+10 | 7850 | 1 | 0.015 | 85 | 2.10E+11 | 8.08E+10 | 1 | 1 | 0.015
13 | 86 | 9.3 | 8.66 | -20 | 0 |  |  | 43.2 | 47 | 10 | 22 | Floater | No | 0 | 0.0006896 | 0 | 0 | 1802000000000 | 1802000000000 | 27860000000 | 27860000000 | 0 | 0 | 1387000000000 | 0.017165 | 144800000000 | 0.65 | N/A | Yes | BEM | Hydrodynamics | (with | Morison | drag) | 0 | 0 | 0 | 86 | 8.66 | -20 | 9.3 | 1 | 0 | 0 | 0 | 0 | [13 empty] | 86 | 92 | 93 | 86 | 86 | 1c | 0 | 0 | 86 | 2.10E+11 | 8.08E+10 | 7850 | 1 | 0.015 | 86 | 2.10E+11 | 8.08E+10 | 1 | 1 | 0.015
1 | 87 | 9.3 | 12.99 | -17.5 | 0 |  |  | 44.1 | 47 | 10 | 22 | Floater | No | 0 | 0.0006896 | 0 | 0 | 1802000000000 | 1802000000000 | 27860000000 | 27860000000 | 0 | 0 | 1387000000000 | 0.017165 | 144800000000 | 0.65 | N/A | Yes | BEM | Hydrodynamics | (with | Morison | drag) | 0 | 0 | 0 | 87 | 12.99 | -17.5 | 9.3 | 1 | 0 | 0 | 0 | 0 | 44 | 47 | 48 | 44 | 44 | 1c | 0 | 44 | 2.10E+11 | 8.08E+10 | 7850 | 10 | 0.022 | 87 | 93 | 94 | 87 | 87 | 1c | 0 | 0 | 87 | 2.10E+11 | 8.08E+10 | 7850 | 1 | 0.015 | 87 | 2.10E+11 | 8.08E+10 | 1 | 1 | 0.015
2 | 88 | 9.3 | 12.99 | -16.4 | 0 |  |  | 44.2 | 48 | 10 | 22 | Floater | No | 0 | 0.0006896 | 0 | 0 | 1802000000000 | 1802000000000 | 27860000000 | 27860000000 | 0 | 0 | 1387000000000 | 0.017165 | 144800000000 | 0.65 | N/A | Yes | BEM | Hydrodynamics | (with | Morison | drag) | 0 | 0 | 0 | 88 | 12.99 | -16.4 | 9.3 | 1 | 0 | 0 | 0 | 0 | [13 empty] | 88 | 94 | 95 | 88 | 88 | 1c | 0 | 0 | 88 | 2.10E+11 | 8.08E+10 | 7850 | 1 | 0.015 | 88 | 2.10E+11 | 8.08E+10 | 1 | 1 | 0.015
3 | 89 | 9.3 | 12.99 | -15.7028 | 0 |  |  | 45.1 | 48 | 10 | 22 | Floater | No | 0 | 0.0006896 | 0 | 0 | 1802000000000 | 1802000000000 | 27860000000 | 27860000000 | 0 | 0 | 1387000000000 | 0.017165 | 144800000000 | 0.65 | N/A | Yes | BEM | Hydrodynamics | (with | Morison | drag) | 0 | 0 | 0 | 89 | 12.99 | -15.7028 | 9.3 | 1 | 0 | 0 | 0 | 0 | 45 | 48 | 49 | 45 | 45 | 1c | 0 | 45 | 2.10E+11 | 8.08E+10 | 7850 | 10 | 0.022 | 89 | 95 | 96 | 89 | 89 | 1c | 0 | 0 | 89 | 2.10E+11 | 8.08E+10 | 7850 | 1 | 0.015 | 89 | 2.10E+11 | 8.08E+10 | 1 | 1 | 0.015
4 | 90 | 9.3 | 12.99 | -9.722 | 0 |  | 1 | 45.2 | 49 | 10 | 22 | Floater | No | 0 | 0.0006896 | 0 | 0 | 1802000000000 | 1802000000000 | 27860000000 | 27860000000 | 0 | 0 | 1387000000000 | 0.017165 | 144800000000 | 0.65 | N/A | Yes | BEM | Hydrodynamics | (with | Morison | drag) | 0 | 0 | 0 | 90 | 12.99 | -9.722 | 9.3 | 1 | 0 | 0 | 0 | 0 | [13 empty] | 90 | 96 | 97 | 90 | 90 | 1c | 0 | 0 | 90 | 2.10E+11 | 8.08E+10 | 7850 | 1 | 0.015 | 90 | 2.10E+11 | 8.08E+10 | 1 | 1 | 0.015
5 | 91 | 9.3 | 12.99 | -5.833 | 0 |  | 1 | 46.1 | 49 | 10 | 22 | Floater | No | 0 | 0.0006896 | 0 | 0 | 1802000000000 | 1802000000000 | 27860000000 | 27860000000 | 0 | 0 | 1387000000000 | 0.017165 | 144800000000 | 0.65 | N/A | Yes | BEM | Hydrodynamics | (with | Morison | drag) | 0 | 0 | 0 | 91 | 12.99 | -5.833 | 9.3 | 1 | 0 | 0 | 0 | 0 | 46 | 49 | 50 | 46 | 46 | 1c | 0 | 46 | 2.10E+11 | 8.08E+10 | 7850 | 10 | 0.022 | 91 | 97 | 98 | 91 | 91 | 1c | 0 | 0 | 91 | 2.10E+11 | 8.08E+10 | 7850 | 1 | 0.015 | 91 | 2.10E+11 | 8.08E+10 | 1 | 1 | 0.015
6 | 92 | 9.3 | 12.99 | -1.944 | 0 |  | 1 | 46.2 | 50 | 10 | 22 | Floater | No | 0 | 0.0006896 | 0 | 0 | 1802000000000 | 1802000000000 | 27860000000 | 27860000000 | 0 | 0 | 1387000000000 | 0.017165 | 144800000000 | 0.65 | N/A | Yes | BEM | Hydrodynamics | (with | Morison | drag) | 0 | 0 | 0 | 92 | 12.99 | -1.944 | 9.3 | 1 | 0 | 0 | 0 | 0 | [13 empty] | 92 | 98 | 99 | 92 | 92 | 1c | 0 | 0 | 92 | 2.10E+11 | 8.08E+10 | 7850 | 1 | 0.015 | 92 | 2.10E+11 | 8.08E+10 | 1 | 1 | 0.015
7 | 93 | 9.3 | 12.99 | 0 | 0 |  |  | 47.1 | 50 | 10 | 22 | Floater | No | 0 | 0.0006896 | 0 | 0 | 1802000000000 | 1802000000000 | 27860000000 | 27860000000 | 0 | 0 | 1387000000000 | 0.017165 | 144800000000 | 0.65 | N/A | Yes | BEM | Hydrodynamics | (with | Morison | drag) | 0 | 0 | 0 | 93 | 12.99 | 0 | 9.3 | 1 | 0 | 0 | 0 | 0 | 47 | 50 | 51 | 47 | 47 | 1c | 0 | 47 | 2.10E+11 | 8.08E+10 | 7850 | 10 | 0.022 | 93 | 100 | 101 | 93 | 93 | 1c | 0 | 0 | 93 | 2.10E+11 | 8.08E+10 | 7850 | 1.3 | 0.02 | 93 | 2.10E+11 | 8.08E+10 | 1 | 1.3 | 0.02
8 | 94 | 9.3 | 12.99 | 1.944 | 0 |  | 1 | 47.2 | 51 | 10 | 22 | Floater | No | 0 | 0.0006896 | 0 | 0 | 1802000000000 | 1802000000000 | 27860000000 | 27860000000 | 0 | 0 | 1387000000000 | 0.017165 | 144800000000 | 0.65 | N/A | Yes | BEM | Hydrodynamics | (with | Morison | drag) | 0 | 0 | 0 | 94 | 12.99 | 1.944 | 9.3 | 1 | 0 | 0 | 0 | 0 | [13 empty] | 94 | 101 | 102 | 94 | 94 | 1c | 0 | 0 | 94 | 2.10E+11 | 8.08E+10 | 7850 | 1.3 | 0.02 | 94 | 2.10E+11 | 8.08E+10 | 1 | 1.3 | 0.02
9 | 95 | 9.3 | 12.99 | 5.833 | 0 |  | 1 | 48.1 | 51 | 10 | 20 | Floater | No | 0 | 0.0006271 | 0 | 0 | 1639000000000 | 1639000000000 | 25330000000 | 25330000000 | 0 | 0 | 1262000000000 | 0.015614 | 131700000000 | 0.65 | N/A | Yes | BEM | Hydrodynamics | (with | Morison | drag) | 0 | 0 | 0 | 95 | 12.99 | 5.833 | 9.3 | 1 | 0 | 0 | 0 | 0 | 48 | 51 | 52 | 48 | 48 | 1c | 0 | 48 | 2.10E+11 | 8.08E+10 | 7850 | 10 | 0.02 | 95 | 102 | 103 | 95 | 95 | 1c | 0 | 0 | 95 | 2.10E+11 | 8.08E+10 | 7850 | 1.3 | 0.02 | 95 | 2.10E+11 | 8.08E+10 | 1 | 1.3 | 0.02
10 | 96 | 9.3 | 12.99 | 9.722 | 0 |  | 1 | 48.2 | 52 | 10 | 20 | Floater | No | 0 | 0.0006271 | 0 | 0 | 1639000000000 | 1639000000000 | 25330000000 | 25330000000 | 0 | 0 | 1262000000000 | 0.015614 | 131700000000 | 0.65 | N/A | Yes | BEM | Hydrodynamics | (with | Morison | drag) | 0 | 0 | 0 | 96 | 12.99 | 9.722 | 9.3 | 1 | 0 | 0 | 0 | 0 | [13 empty] | 96 | 103 | 104 | 96 | 96 | 1c | 0 | 0 | 96 | 2.10E+11 | 8.08E+10 | 7850 | 1.3 | 0.02 | 96 | 2.10E+11 | 8.08E+10 | 1 | 1.3 | 0.02
11 | 97 | 9.3 | 12.99 | 15.7028 | 0 |  |  | 49.1 | 52 | 10 | 20 | Floater | No | 0 | 0.0006271 | 0 | 0 | 1639000000000 | 1639000000000 | 25330000000 | 25330000000 | 0 | 0 | 1262000000000 | 0.015614 | 131700000000 | 0.65 | N/A | Yes | BEM | Hydrodynamics | (with | Morison | drag) | 0 | 0 | 0 | 97 | 12.99 | 15.7028 | 9.3 | 1 | 0 | 0 | 0 | 0 | 49 | 52 | 53 | 49 | 49 | 1c | 0 | 49 | 2.10E+11 | 8.08E+10 | 7850 | 10 | 0.02 | 97 | 104 | 105 | 97 | 97 | 1c | 0 | 0 | 97 | 2.10E+11 | 8.08E+10 | 7850 | 1.3 | 0.02 | 97 | 2.10E+11 | 8.08E+10 | 1 | 1.3 | 0.02
12 | 98 | 9.3 | 12.99 | 16.4 | 0 |  |  | 49.2 | 53 | 10 | 20 | Floater | No | 0 | 0.0006271 | 0 | 0 | 1639000000000 | 1639000000000 | 25330000000 | 25330000000 | 0 | 0 | 1262000000000 | 0.015614 | 131700000000 | 0.65 | N/A | Yes | BEM | Hydrodynamics | (with | Morison | drag) | 0 | 0 | 0 | 98 | 12.99 | 16.4 | 9.3 | 1 | 0 | 0 | 0 | 0 | [13 empty] | 98 | 105 | 106 | 98 | 98 | 1c | 0 | 0 | 98 | 2.10E+11 | 8.08E+10 | 7850 | 1.3 | 0.02 | 98 | 2.10E+11 | 8.08E+10 | 1 | 1.3 | 0.02
13 | 99 | 9.3 | 12.99 | 17.5 | 0 |  |  | 50.1 | 53 | 10 | 20 | Floater | No | 0 | 0.0006271 | 0 | 0 | 1639000000000 | 1639000000000 | 25330000000 | 25330000000 | 0 | 0 | 1262000000000 | 0.015614 | 131700000000 | 0.65 | N/A | Yes | BEM | Hydrodynamics | (with | Morison | drag) | 0 | 0 | 0 | 99 | 12.99 | 17.5 | 9.3 | 1 | 0 | 0 | 0 | 0 | 50 | 53 | 54 | 50 | 50 | 1c | 0 | 50 | 2.10E+11 | 8.08E+10 | 7850 | 10 | 0.02 | 99 | 107 | 108 | 99 | 99 | 1c | 0 | 0 | 99 | 2.10E+11 | 8.08E+10 | 7850 | 1.3 | 0.02 | 99 | 2.10E+11 | 8.08E+10 | 1 | 1.3 | 0.02
1 | 100 | 9.3 | 10.49 | 18.17 | 0 |  |  | 50.2 | 54 | 10 | 20 | Floater | No | 0 | 0.0006271 | 0 | 0 | 1639000000000 | 1639000000000 | 25330000000 | 25330000000 | 0 | 0 | 1262000000000 | 0.015614 | 131700000000 | 0.65 | N/A | Yes | BEM | Hydrodynamics | (with | Morison | drag) | 0 | 0 | 0 | 100 | 10.49 | 18.17 | 9.3 | 1 | 0 | 0 | 0 | 0 | [13 empty] | 100 | 108 | 109 | 100 | 100 | 1c | 0 | 0 | 100 | 2.10E+11 | 8.08E+10 | 7850 | 1.3 | 0.02 | 100 | 2.10E+11 | 8.08E+10 | 1 | 1.3 | 0.02
2 | 101 | 9.3 | 9.94 | 17.217 | 0 |  |  | 51.1 | 54 | 10 | 20 | Floater | No | 0 | 0.0006271 | 0 | 0 | 1639000000000 | 1639000000000 | 25330000000 | 25330000000 | 0 | 0 | 1262000000000 | 0.015614 | 131700000000 | 0.65 | N/A | Yes | BEM | Hydrodynamics | (with | Morison | drag) | 0 | 0 | 0 | 101 | 9.94 | 17.217 | 9.3 | 1 | 0 | 0 | 0 | 0 | 51 | 54 | 55 | 51 | 51 | 1c | 0 | 51 | 2.10E+11 | 8.08E+10 | 7850 | 10 | 0.02 | 101 | 109 | 110 | 101 | 101 | 1c | 0 | 0 | 101 | 2.10E+11 | 8.08E+10 | 7850 | 1.3 | 0.02 | 101 | 2.10E+11 | 8.08E+10 | 1 | 1.3 | 0.02
3 | 102 | 9.3 | 8.149 | 14.115 | 0 |  | 1 | 51.2 | 55 | 10 | 20 | Floater | No | 0 | 0.0006271 | 0 | 0 | 1639000000000 | 1639000000000 | 25330000000 | 25330000000 | 0 | 0 | 1262000000000 | 0.015614 | 131700000000 | 0.65 | N/A | Yes | BEM | Hydrodynamics | (with | Morison | drag) | 0 | 0 | 0 | 102 | 8.149 | 14.115 | 9.3 | 1 | 0 | 0 | 0 | 0 | [13 empty] | 102 | 110 | 111 | 102 | 102 | 1c | 0 | 0 | 102 | 2.10E+11 | 8.08E+10 | 7850 | 1.3 | 0.02 | 102 | 2.10E+11 | 8.08E+10 | 1 | 1.3 | 0.02
4 | 103 | 9.3 | 5.808 | 10.059 | 0 |  | 1 | 52.1 | 55 | 10 | 21 | Floater | No | 0 | 0.0006583 | 0 | 0 | 1721000000000 | 1721000000000 | 26600000000 | 26600000000 | 0 | 0 | 1324000000000 | 0.01639 | 138300000000 | 0.65 | N/A | Yes | BEM | Hydrodynamics | (with | Morison | drag) | 0 | 0 | 0 | 103 | 5.808 | 10.059 | 9.3 | 1 | 0 | 0 | 0 | 0 | 52 | 55 | 56 | 52 | 52 | 1c | 0 | 52 | 2.10E+11 | 8.08E+10 | 7850 | 10 | 0.021 | 103 | 111 | 112 | 103 | 103 | 1c | 0 | 0 | 103 | 2.10E+11 | 8.08E+10 | 7850 | 1.3 | 0.02 | 103 | 2.10E+11 | 8.08E+10 | 1 | 1.3 | 0.02
5 | 104 | 9.3 | 3.466 | 6.004 | 0 |  | 1 | 52.2 | 56 | 10 | 21 | Floater | No | 0 | 0.0006583 | 0 | 0 | 1721000000000 | 1721000000000 | 26600000000 | 26600000000 | 0 | 0 | 1324000000000 | 0.01639 | 138300000000 | 0.65 | N/A | Yes | BEM | Hydrodynamics | (with | Morison | drag) | 0 | 0 | 0 | 104 | 3.466 | 6.004 | 9.3 | 1 | 0 | 0 | 0 | 0 | [13 empty] | 104 | 112 | 113 | 104 | 104 | 1c | 0 | 0 | 104 | 2.10E+11 | 8.08E+10 | 7850 | 1.3 | 0.02 | 104 | 2.10E+11 | 8.08E+10 | 1 | 1.3 | 0.02
6 | 105 | 9.3 | 1.97 | 3.412 | 0 |  |  | 53.1 | 56 | 10 | 20 | Floater | No | 0 | 0.0006271 | 0 | 0 | 1639000000000 | 1639000000000 | 25330000000 | 25330000000 | 0 | 0 | 1262000000000 | 0.015614 | 131700000000 | 0.65 | N/A | Yes | BEM | Hydrodynamics | (with | Morison | drag) | 0 | 0 | 0 | 105 | 1.97 | 3.412 | 9.3 | 1 | 0 | 0 | 0 | 0 | 53 | 56 | 57 | 53 | 53 | 1c | 0 | 53 | 2.10E+11 | 8.08E+10 | 7850 | 10 | 0.02 | 105 | 114 | 115 | 105 | 105 | 1c | 0 | 0 | 105 | 2.10E+11 | 8.08E+10 | 7850 | 1.3 | 0.02 | 105 | 2.10E+11 | 8.08E+10 | 1 | 1.3 | 0.02
7 | 106 | 9.3 | 1.25 | 2.17 | 0 |  |  | 53.2 | 57 | 10 | 20 | Floater | No | 0 | 0.0006271 | 0 | 0 | 1639000000000 | 1639000000000 | 25330000000 | 25330000000 | 0 | 0 | 1262000000000 | 0.015614 | 131700000000 | 0.65 | N/A | Yes | BEM | Hydrodynamics | (with | Morison | drag) | 0 | 0 | 0 | 106 | 1.25 | 2.17 | 9.3 | 1 | 0 | 0 | 0 | 0 | [13 empty] | 106 | 115 | 116 | 106 | 106 | 1c | 0 | 0 | 106 | 2.10E+11 | 8.08E+10 | 7850 | 1.3 | 0.02 | 106 | 2.10E+11 | 8.08E+10 | 1 | 1.3 | 0.02
1 | 107 | 9.3 | -2.25 | 0 | 0 |  |  | 54.1 | 57 | 10 | 21 | Floater | No | 0 | 0.0006583 | 0 | 0 | 1721000000000 | 1721000000000 | 26600000000 | 26600000000 | 0 | 0 | 1324000000000 | 0.01639 | 138300000000 | 0.65 | N/A | Yes | BEM | Hydrodynamics | (with | Morison | drag) | 0 | 0 | 0 | 107 | -2.25 | 0 | 9.3 | 1 | 0 | 0 | 0 | 0 | 54 | 57 | 58 | 54 | 54 | 1c | 0 | 54 | 2.10E+11 | 8.08E+10 | 7850 | 10 | 0.021 | 107 | 116 | 117 | 107 | 107 | 1c | 0 | 0 | 107 | 2.10E+11 | 8.08E+10 | 7850 | 1.3 | 0.02 | 107 | 2.10E+11 | 8.08E+10 | 1 | 1.3 | 0.02
2 | 108 | 9.3 | -3.94 | 0 | 0 |  |  | 54.2 | 58 | 10 | 21 | Floater | No | 0 | 0.0006583 | 0 | 0 | 1721000000000 | 1721000000000 | 26600000000 | 26600000000 | 0 | 0 | 1324000000000 | 0.01639 | 138300000000 | 0.65 | N/A | Yes | BEM | Hydrodynamics | (with | Morison | drag) | 0 | 0 | 0 | 108 | -3.94 | 0 | 9.3 | 1 | 0 | 0 | 0 | 0 | [13 empty] | 108 | 117 | 118 | 108 | 108 | 1c | 0 | 0 | 108 | 2.10E+11 | 8.08E+10 | 7850 | 1.3 | 0.02 | 108 | 2.10E+11 | 8.08E+10 | 1 | 1.3 | 0.02
3 | 109 | 9.3 | -6.933 | 0 | 0 |  | 1 | 55.1 | 58 | 10 | 20 | Floater | No | 0 | 0.0006271 | 0 | 0 | 1639000000000 | 1639000000000 | 25330000000 | 25330000000 | 0 | 0 | 1262000000000 | 0.015614 | 131700000000 | 0.65 | N/A | Yes | BEM | Hydrodynamics | (with | Morison | drag) | 0 | 0 | 0 | 109 | -6.933 | 0 | 9.3 | 1 | 0 | 0 | 0 | 0 | 55 | 58 | 59 | 55 | 55 | 1c | 0 | 55 | 2.10E+11 | 8.08E+10 | 7850 | 10 | 0.02 | 109 | 118 | 119 | 109 | 109 | 1c | 0 | 0 | 109 | 2.10E+11 | 8.08E+10 | 7850 | 1.3 | 0.02 | 109 | 2.10E+11 | 8.08E+10 | 1 | 1.3 | 0.02
4 | 110 | 9.3 | -11.615 | 0 | 0 |  | 1 | 55.2 | 59 | 10 | 20 | Floater | No | 0 | 0.0006271 | 0 | 0 | 1639000000000 | 1639000000000 | 25330000000 | 25330000000 | 0 | 0 | 1262000000000 | 0.015614 | 131700000000 | 0.65 | N/A | Yes | BEM | Hydrodynamics | (with | Morison | drag) | 0 | 0 | 0 | 110 | -11.615 | 0 | 9.3 | 1 | 0 | 0 | 0 | 0 | [13 empty] | 110 | 119 | 120 | 110 | 110 | 1c | 0 | 0 | 110 | 2.10E+11 | 8.08E+10 | 7850 | 1.3 | 0.02 | 110 | 2.10E+11 | 8.08E+10 | 1 | 1.3 | 0.02
5 | 111 | 9.3 | -16.298 | 0 | 0 |  | 1 | 56.1 | 59 | 10 | 20 | Floater | No | 0 | 0.0006271 | 0 | 0 | 1639000000000 | 1639000000000 | 25330000000 | 25330000000 | 0 | 0 | 1262000000000 | 0.015614 | 131700000000 | 0.65 | N/A | Yes | BEM | Hydrodynamics | (with | Morison | drag) | 0 | 0 | 0 | 111 | -16.298 | 0 | 9.3 | 1 | 0 | 0 | 0 | 0 | 56 | 59 | 60 | 56 | 56 | 1c | 0 | 56 | 2.10E+11 | 8.08E+10 | 7850 | 10 | 0.02 | 111 | 28 | 61 | 111 | 111 | 1c | 0 | 0 | 111 | 2.10E+11 | 8.08E+10 | 7850 | 1 | 0.015 | 111 | 2.10E+11 | 8.08E+10 | 1 | 1 | 0.015
6 | 112 | 9.3 | -19.881 | 0 | 0 |  |  | 56.2 | 60 | 10 | 20 | Floater | No | 0 | 0.0006271 | 0 | 0 | 1639000000000 | 1639000000000 | 25330000000 | 25330000000 | 0 | 0 | 1262000000000 | 0.015614 | 131700000000 | 0.65 | N/A | Yes | BEM | Hydrodynamics | (with | Morison | drag) | 0 | 0 | 0 | 112 | -19.881 | 0 | 9.3 | 1 | 0 | 0 | 0 | 0 | [13 empty] | 112 | 28 | 99 | 112 | 112 | 1c | 0 | 0 | 112 | 2.10E+11 | 8.08E+10 | 7850 | 1 | 0.015 | 112 | 2.10E+11 | 8.08E+10 | 1 | 1 | 0.015
7 | 113 | 9.3 | -20.981 | 0 | 0 |  |  | 57.1 | 61 | 1 | 15 | Floater | No | 0 | 4.642e-05 | 0 | 0 | 1182000000 | 1182000000 | 1875000000 | 1875000000 | 0 | 0 | 909900000 | 1.126e-05 | 9748000000 | 0.65 | N/A | Yes | BEM | Hydrodynamics | (with | Morison | drag) | 0 | 0 | 0 | 113 | -20.981 | 0 | 9.3 | 1 | 0 | 0 | 0 | 0 | 57 | 61 | 62 | 57 | 57 | 1c | 0 | 57 | 2.10E+11 | 8.08E+10 | 7850 | 1 | 0.015 | 113 | 28 | 100 | 113 | 113 | 1c | 0 | 0 | 113 | 2.10E+11 | 8.08E+10 | 7850 | 1 | 0.015 | 113 | 2.10E+11 | 8.08E+10 | 1 | 1 | 0.015
1 | 114 | 9.3 | 1.25 | -2.17 | 0 |  |  | 57.2 | 62 | 1 | 15 | Floater | No | 0 | 4.642e-05 | 0 | 0 | 1182000000 | 1182000000 | 1875000000 | 1875000000 | 0 | 0 | 909900000 | 1.126e-05 | 9748000000 | 0.65 | N/A | Yes | BEM | Hydrodynamics | (with | Morison | drag) | 0 | 0 | 0 | 114 | 1.25 | -2.17 | 9.3 | 1 | 0 | 0 | 0 | 0 | [13 empty] | 114 | 43 | 73 | 114 | 114 | 1c | 0 | 0 | 114 | 2.10E+11 | 8.08E+10 | 7850 | 1 | 0.015 | 114 | 2.10E+11 | 8.08E+10 | 1 | 1 | 0.015
2 | 115 | 9.3 | 1.97 | -3.412 | 0 |  |  | 58.1 | 62 | 1 | 15 | Floater | No | 0 | 4.642e-05 | 0 | 0 | 1182000000 | 1182000000 | 1875000000 | 1875000000 | 0 | 0 | 909900000 | 1.126e-05 | 9748000000 | 0.65 | N/A | Yes | BEM | Hydrodynamics | (with | Morison | drag) | 0 | 0 | 0 | 115 | 1.97 | -3.412 | 9.3 | 1 | 0 | 0 | 0 | 0 | 58 | 62 | 63 | 58 | 58 | 1c | 0 | 58 | 2.10E+11 | 8.08E+10 | 7850 | 1 | 0.015 | 115 | 43 | 74 | 115 | 115 | 1c | 0 | 0 | 115 | 2.10E+11 | 8.08E+10 | 7850 | 1 | 0.015 | 115 | 2.10E+11 | 8.08E+10 | 1 | 1 | 0.015
3 | 116 | 9.3 | 3.466 | -6.004 | 0 |  | 1 | 58.2 | 63 | 1 | 15 | Floater | No | 0 | 4.642e-05 | 0 | 0 | 1182000000 | 1182000000 | 1875000000 | 1875000000 | 0 | 0 | 909900000 | 1.126e-05 | 9748000000 | 0.65 | N/A | Yes | BEM | Hydrodynamics | (with | Morison | drag) | 0 | 0 | 0 | 116 | 3.466 | -6.004 | 9.3 | 1 | 0 | 0 | 0 | 0 | [13 empty] | 116 | 43 | 113 | 116 | 116 | 1c | 0 | 0 | 116 | 2.10E+11 | 8.08E+10 | 7850 | 1 | 0.015 | 116 | 2.10E+11 | 8.08E+10 | 1 | 1 | 0.015
4 | 117 | 9.3 | 5.808 | -10.059 | 0 |  | 1 | 59.1 | 63 | 1 | 15 | Floater | No | 0 | 4.642e-05 | 0 | 0 | 1182000000 | 1182000000 | 1875000000 | 1875000000 | 0 | 0 | 909900000 | 1.126e-05 | 9748000000 | 0.65 | N/A | Yes | BEM | Hydrodynamics | (with | Morison | drag) | 0 | 0 | 0 | 117 | 5.808 | -10.059 | 9.3 | 1 | 0 | 0 | 0 | 0 | 59 | 63 | 64 | 59 | 59 | 1c | 0 | 59 | 2.10E+11 | 8.08E+10 | 7850 | 1 | 0.015 | 117 | 58 | 87 | 117 | 117 | 1c | 0 | 0 | 117 | 2.10E+11 | 8.08E+10 | 7850 | 1 | 0.015 | 117 | 2.10E+11 | 8.08E+10 | 1 | 1 | 0.015
5 | 118 | 9.3 | 8.149 | -14.115 | 0 |  | 1 | 59.2 | 64 | 1 | 15 | Floater | No | 0 | 4.642e-05 | 0 | 0 | 1182000000 | 1182000000 | 1875000000 | 1875000000 | 0 | 0 | 909900000 | 1.126e-05 | 9748000000 | 0.65 | N/A | Yes | BEM | Hydrodynamics | (with | Morison | drag) | 0 | 0 | 0 | 118 | 8.149 | -14.115 | 9.3 | 1 | 0 | 0 | 0 | 0 | [13 empty] | 118 | 58 | 120 | 118 | 118 | 1c | 0 | 0 | 118 | 2.10E+11 | 8.08E+10 | 7850 | 1 | 0.015 | 118 | 2.10E+11 | 8.08E+10 | 1 | 1 | 0.015
6 | 119 | 9.3 | 9.94 | -17.217 | 0 |  |  | 60.1 | 64 | 1 | 15 | Floater | No | 0 | 4.642e-05 | 0 | 0 | 1182000000 | 1182000000 | 1875000000 | 1875000000 | 0 | 0 | 909900000 | 1.126e-05 | 9748000000 | 0.65 | N/A | Yes | BEM | Hydrodynamics | (with | Morison | drag) | 0 | 0 | 0 | 119 | 9.94 | -17.217 | 9.3 | 1 | 0 | 0 | 0 | 0 | 60 | 64 | 65 | 60 | 60 | 1c | 0 | 60 | 2.10E+11 | 8.08E+10 | 7850 | 1 | 0.015 | 119 | 13 | 106 | 119 | 119 | 1c | 0 | 0 | 119 | 2.10E+11 | 8.08E+10 | 7850 | 1.3 | 0.02 | 119 | 2.10E+11 | 8.08E+10 | 1 | 1.3 | 0.02
7 | 120 | 9.3 | 10.49 | -18.17 | 0 |  |  | 60.2 | 65 | 1 | 15 | Floater | No | 0 | 4.642e-05 | 0 | 0 | 1182000000 | 1182000000 | 1875000000 | 1875000000 | 0 | 0 | 909900000 | 1.126e-05 | 9748000000 | 0.65 | N/A | Yes | BEM | Hydrodynamics | (with | Morison | drag) | 0 | 0 | 0 | 120 | 10.49 | -18.17 | 9.3 | 1 | 0 | 0 | 0 | 0 | [13 empty] | 120 | 13 | 107 | 120 | 120 | 1c | 0 | 0 | 120 | 2.10E+11 | 8.08E+10 | 7850 | 1.3 | 0.02 | 120 | 2.10E+11 | 8.08E+10 | 1 | 1.3 | 0.02
1 | 121 | -12 | 8.66 | 20 | 0 |  |  | 61.1 | 65 | 1 | 15 | Floater | No | 0 | 4.642e-05 | 0 | 0 | 1182000000 | 1182000000 | 1875000000 | 1875000000 | 0 | 0 | 909900000 | 1.126e-05 | 9748000000 | 0.65 | N/A | Yes | BEM | Hydrodynamics | (with | Morison | drag) | 0 | 0 | 0 | 121 | 8.66 | 20 | -12 | 1 | 0 | 0 | 0 | 0 | 61 | 65 | 66 | 61 | 61 | 1c | 0 | 61 | 2.10E+11 | 8.08E+10 | 7850 | 1 | 0.015 | 121 | 13 | 114 | 121 | 121 | 1c | 0 | 0 | 121 | 2.10E+11 | 8.08E+10 | 7850 | 1.3 | 0.02 | 121 | 2.10E+11 | 8.08E+10 | 1 | 1.3 | 0.02
2 | 122 | -12 | 7.708 | 19.45 | 0 |  |  | 61.2 | 66 | 1 | 15 | Floater | No | 0 | 4.642e-05 | 0 | 0 | 1182000000 | 1182000000 | 1875000000 | 1875000000 | 0 | 0 | 909900000 | 1.126e-05 | 9748000000 | 0.65 | N/A | Yes | BEM | Hydrodynamics | (with | Morison | drag) | 0 | 0 | 0 | 122 | 7.708 | 19.45 | -12 | 1 | 0 | 0 | 0 | 0 | [13 empty] | 122 | 17 | 121 | 122 | 122 | 1c | 0 | 0 | 122 | 2.10E+11 | 8.08E+10 | 7850 | 1 | 0.02 | 122 | 2.10E+11 | 8.08E+10 | 1 | 1 | 0.02
3 | 123 | -12 | 5.292 | 18.056 | 0 |  | 1 | 62.1 | 66 | 1 | 15 | Floater | No | 0 | 4.642e-05 | 0 | 0 | 1182000000 | 1182000000 | 1875000000 | 1875000000 | 0 | 0 | 909900000 | 1.126e-05 | 9748000000 | 0.65 | N/A | Yes | BEM | Hydrodynamics | (with | Morison | drag) | 0 | 0 | 0 | 123 | 5.292 | 18.056 | -12 | 1 | 0 | 0 | 0 | 0 | 62 | 66 | 67 | 62 | 62 | 1c | 0 | 62 | 2.10E+11 | 8.08E+10 | 7850 | 1 | 0.015 | 123 | 121 | 122 | 123 | 123 | 1c | 0 | 0 | 123 | 2.10E+11 | 8.08E+10 | 7850 | 1 | 0.02 | 123 | 2.10E+11 | 8.08E+10 | 1 | 1 | 0.02
4 | 124 | -12 | 1.925 | 16.111 | 0 |  | 1 | 62.2 | 67 | 1 | 15 | Floater | No | 0 | 4.642e-05 | 0 | 0 | 1182000000 | 1182000000 | 1875000000 | 1875000000 | 0 | 0 | 909900000 | 1.126e-05 | 9748000000 | 0.65 | N/A | Yes | BEM | Hydrodynamics | (with | Morison | drag) | 0 | 0 | 0 | 124 | 1.925 | 16.111 | -12 | 1 | 0 | 0 | 0 | 0 | [13 empty] | 124 | 122 | 123 | 124 | 124 | 1c | 0 | 0 | 124 | 2.10E+11 | 8.08E+10 | 7850 | 1 | 0.02 | 124 | 2.10E+11 | 8.08E+10 | 1 | 1 | 0.02
5 | 125 | -12 | -1.443 | 14.167 | 0 |  | 1 | 63.1 | 67 | 1 | 15 | Floater | No | 0 | 4.642e-05 | 0 | 0 | 1182000000 | 1182000000 | 1875000000 | 1875000000 | 0 | 0 | 909900000 | 1.126e-05 | 9748000000 | 0.65 | N/A | Yes | BEM | Hydrodynamics | (with | Morison | drag) | 0 | 0 | 0 | 125 | -1.443 | 14.167 | -12 | 1 | 0 | 0 | 0 | 0 | 63 | 67 | 68 | 63 | 63 | 1c | 0 | 63 | 2.10E+11 | 8.08E+10 | 7850 | 1 | 0.015 | 125 | 123 | 124 | 125 | 125 | 1c | 0 | 0 | 125 | 2.10E+11 | 8.08E+10 | 7850 | 1 | 0.02 | 125 | 2.10E+11 | 8.08E+10 | 1 | 1 | 0.02
6 | 126 | -12 | -6.074 | 11.493 | 0 |  |  | 63.2 | 68 | 1 | 15 | Floater | No | 0 | 4.642e-05 | 0 | 0 | 1182000000 | 1182000000 | 1875000000 | 1875000000 | 0 | 0 | 909900000 | 1.126e-05 | 9748000000 | 0.65 | N/A | Yes | BEM | Hydrodynamics | (with | Morison | drag) | 0 | 0 | 0 | 126 | -6.074 | 11.493 | -12 | 1 | 0 | 0 | 0 | 0 | [13 empty] | 126 | 124 | 125 | 126 | 126 | 1c | 0 | 0 | 126 | 2.10E+11 | 8.08E+10 | 7850 | 1 | 0.02 | 126 | 2.10E+11 | 8.08E+10 | 1 | 1 | 0.02
7 | 127 | -12 | -6.495 | 11.25 | 0 |  |  | 64.1 | 68 | 1 | 15 | Floater | No | 0 | 4.642e-05 | 0 | 0 | 1182000000 | 1182000000 | 1875000000 | 1875000000 | 0 | 0 | 909900000 | 1.126e-05 | 9748000000 | 0.65 | N/A | Yes | BEM | Hydrodynamics | (with | Morison | drag) | 0 | 0 | 0 | 127 | -6.495 | 11.25 | -12 | 1 | 0 | 0 | 0 | 0 | 64 | 68 | 69 | 64 | 64 | 1c | 0 | 64 | 2.10E+11 | 8.08E+10 | 7850 | 1 | 0.015 | 127 | 125 | 126 | 127 | 127 | 1c | 0 | 0 | 127 | 2.10E+11 | 8.08E+10 | 7850 | 1 | 0.02 | 127 | 2.10E+11 | 8.08E+10 | 1 | 1 | 0.02
8 | 128 | -12 | -6.916 | 11.007 | 0 |  |  | 64.2 | 69 | 1 | 15 | Floater | No | 0 | 4.642e-05 | 0 | 0 | 1182000000 | 1182000000 | 1875000000 | 1875000000 | 0 | 0 | 909900000 | 1.126e-05 | 9748000000 | 0.65 | N/A | Yes | BEM | Hydrodynamics | (with | Morison | drag) | 0 | 0 | 0 | 128 | -6.916 | 11.007 | -12 | 1 | 0 | 0 | 0 | 0 | [13 empty] | 128 | 126 | 127 | 128 | 128 | 1c | 0 | 0 | 128 | 2.10E+11 | 8.08E+10 | 7850 | 1 | 0.02 | 128 | 2.10E+11 | 8.08E+10 | 1 | 1 | 0.02
9 | 129 | -12 | -11.547 | 8.333 | 0 |  | 1 | 65.1 | 69 | 1 | 15 | Floater | No | 0 | 4.642e-05 | 0 | 0 | 1182000000 | 1182000000 | 1875000000 | 1875000000 | 0 | 0 | 909900000 | 1.126e-05 | 9748000000 | 0.65 | N/A | Yes | BEM | Hydrodynamics | (with | Morison | drag) | 0 | 0 | 0 | 129 | -11.547 | 8.333 | -12 | 1 | 0 | 0 | 0 | 0 | 65 | 69 | 70 | 65 | 65 | 1c | 0 | 65 | 2.10E+11 | 8.08E+10 | 7850 | 1 | 0.015 | 129 | 127 | 128 | 129 | 129 | 1c | 0 | 0 | 129 | 2.10E+11 | 8.08E+10 | 7850 | 1 | 0.02 | 129 | 2.10E+11 | 8.08E+10 | 1 | 1 | 0.02
10 | 130 | -12 | -14.915 | 6.389 | 0 |  | 1 | 65.2 | 70 | 1 | 15 | Floater | No | 0 | 4.642e-05 | 0 | 0 | 1182000000 | 1182000000 | 1875000000 | 1875000000 | 0 | 0 | 909900000 | 1.126e-05 | 9748000000 | 0.65 | N/A | Yes | BEM | Hydrodynamics | (with | Morison | drag) | 0 | 0 | 0 | 130 | -14.915 | 6.389 | -12 | 1 | 0 | 0 | 0 | 0 | [13 empty] | 130 | 128 | 129 | 130 | 130 | 1c | 0 | 0 | 130 | 2.10E+11 | 8.08E+10 | 7850 | 1 | 0.02 | 130 | 2.10E+11 | 8.08E+10 | 1 | 1 | 0.02
11 | 131 | -12 | -18.283 | 4.444 | 0 |  | 1 | 66.1 | 70 | 1 | 15 | Floater | No | 0 | 4.642e-05 | 0 | 0 | 1182000000 | 1182000000 | 1875000000 | 1875000000 | 0 | 0 | 909900000 | 1.126e-05 | 9748000000 | 0.65 | N/A | Yes | BEM | Hydrodynamics | (with | Morison | drag) | 0 | 0 | 0 | 131 | -18.283 | 4.444 | -12 | 1 | 0 | 0 | 0 | 0 | 66 | 70 | 71 | 66 | 66 | 1c | 0 | 66 | 2.10E+11 | 8.08E+10 | 7850 | 1 | 0.015 | 131 | 129 | 130 | 131 | 131 | 1c | 0 | 0 | 131 | 2.10E+11 | 8.08E+10 | 7850 | 1 | 0.02 | 131 | 2.10E+11 | 8.08E+10 | 1 | 1 | 0.02
12 | 132 | -12 | -20.698 | 3.05 | 0 |  |  | 66.2 | 71 | 1 | 15 | Floater | No | 0 | 4.642e-05 | 0 | 0 | 1182000000 | 1182000000 | 1875000000 | 1875000000 | 0 | 0 | 909900000 | 1.126e-05 | 9748000000 | 0.65 | N/A | Yes | BEM | Hydrodynamics | (with | Morison | drag) | 0 | 0 | 0 | 132 | -20.698 | 3.05 | -12 | 1 | 0 | 0 | 0 | 0 | [13 empty] | 132 | 130 | 131 | 132 | 132 | 1c | 0 | 0 | 132 | 2.10E+11 | 8.08E+10 | 7850 | 1 | 0.02 | 132 | 2.10E+11 | 8.08E+10 | 1 | 1 | 0.02
13 | 133 | -12 | -21.651 | 2.5 | 0 |  |  | 67.1 | 71 | 1 | 15 | Floater | No | 0 | 4.642e-05 | 0 | 0 | 1182000000 | 1182000000 | 1875000000 | 1875000000 | 0 | 0 | 909900000 | 1.126e-05 | 9748000000 | 0.65 | N/A | Yes | BEM | Hydrodynamics | (with | Morison | drag) | 0 | 0 | 0 | 133 | -21.651 | 2.5 | -12 | 1 | 0 | 0 | 0 | 0 | 67 | 71 | 72 | 67 | 67 | 1c | 0 | 67 | 2.10E+11 | 8.08E+10 | 7850 | 1 | 0.015 | 133 | 131 | 132 | 133 | 133 | 1c | 0 | 0 | 133 | 2.10E+11 | 8.08E+10 | 7850 | 1 | 0.02 | 133 | 2.10E+11 | 8.08E+10 | 1 | 1 | 0.02
1 | 134 | -12 | -21.651 | -2.5 | 0 |  |  | 67.2 | 72 | 1 | 15 | Floater | No | 0 | 4.642e-05 | 0 | 0 | 1182000000 | 1182000000 | 1875000000 | 1875000000 | 0 | 0 | 909900000 | 1.126e-05 | 9748000000 | 0.65 | N/A | Yes | BEM | Hydrodynamics | (with | Morison | drag) | 0 | 0 | 0 | 134 | -21.651 | -2.5 | -12 | 1 | 0 | 0 | 0 | 0 | [13 empty] | 134 | 132 | 133 | 134 | 134 | 1c | 0 | 0 | 134 | 2.10E+11 | 8.08E+10 | 7850 | 1 | 0.02 | 134 | 2.10E+11 | 8.08E+10 | 1 | 1 | 0.02
2 | 135 | -12 | -20.698 | -3.05 | 0 |  |  | 68.1 | 72 | 1 | 15 | Floater | No | 0 | 4.642e-05 | 0 | 0 | 1182000000 | 1182000000 | 1875000000 | 1875000000 | 0 | 0 | 909900000 | 1.126e-05 | 9748000000 | 0.65 | N/A | Yes | BEM | Hydrodynamics | (with | Morison | drag) | 0 | 0 | 0 | 135 | -20.698 | -3.05 | -12 | 1 | 0 | 0 | 0 | 0 | 68 | 72 | 73 | 68 | 68 | 1c | 0 | 68 | 2.10E+11 | 8.08E+10 | 7850 | 1 | 0.015 | 135 | 133 | 32 | 135 | 135 | 1c | 0 | 0 | 135 | 2.10E+11 | 8.08E+10 | 7850 | 1 | 0.02 | 135 | 2.10E+11 | 8.08E+10 | 1 | 1 | 0.02
3 | 136 | -12 | -18.283 | -4.444 | 0 |  | 1 | 68.2 | 73 | 1 | 15 | Floater | No | 0 | 4.642e-05 | 0 | 0 | 1182000000 | 1182000000 | 1875000000 | 1875000000 | 0 | 0 | 909900000 | 1.126e-05 | 9748000000 | 0.65 | N/A | Yes | BEM | Hydrodynamics | (with | Morison | drag) | 0 | 0 | 0 | 136 | -18.283 | -4.444 | -12 | 1 | 0 | 0 | 0 | 0 | [13 empty] | 136 | 47 | 147 | 136 | 136 | 1c | 0 | 0 | 136 | 2.10E+11 | 8.08E+10 | 7850 | 1 | 0.02 | 136 | 2.10E+11 | 8.08E+10 | 1 | 1 | 0.02
4 | 137 | -12 | -14.915 | -6.389 | 0 |  | 1 | 69.1 | 74 | 1 | 15 | Floater | No | 0 | 4.642e-05 | 0 | 0 | 1182000000 | 1182000000 | 1875000000 | 1875000000 | 0 | 0 | 909900000 | 1.126e-05 | 9748000000 | 0.65 | N/A | Yes | BEM | Hydrodynamics | (with | Morison | drag) | 0 | 0 | 0 | 137 | -14.915 | -6.389 | -12 | 1 | 0 | 0 | 0 | 0 | 69 | 74 | 75 | 69 | 69 | 1c | 0 | 69 | 2.10E+11 | 8.08E+10 | 7850 | 1 | 0.015 | 137 | 147 | 148 | 137 | 137 | 1c | 0 | 0 | 137 | 2.10E+11 | 8.08E+10 | 7850 | 1 | 0.02 | 137 | 2.10E+11 | 8.08E+10 | 1 | 1 | 0.02
5 | 138 | -12 | -11.547 | -8.333 | 0 |  | 1 | 69.2 | 75 | 1 | 15 | Floater | No | 0 | 4.642e-05 | 0 | 0 | 1182000000 | 1182000000 | 1875000000 | 1875000000 | 0 | 0 | 909900000 | 1.126e-05 | 9748000000 | 0.65 | N/A | Yes | BEM | Hydrodynamics | (with | Morison | drag) | 0 | 0 | 0 | 138 | -11.547 | -8.333 | -12 | 1 | 0 | 0 | 0 | 0 | [13 empty] | 138 | 148 | 149 | 138 | 138 | 1c | 0 | 0 | 138 | 2.10E+11 | 8.08E+10 | 7850 | 1 | 0.02 | 138 | 2.10E+11 | 8.08E+10 | 1 | 1 | 0.02
6 | 139 | -12 | -6.916 | -11.007 | 0 |  |  | 70.1 | 75 | 1 | 15 | Floater | No | 0 | 4.642e-05 | 0 | 0 | 1182000000 | 1182000000 | 1875000000 | 1875000000 | 0 | 0 | 909900000 | 1.126e-05 | 9748000000 | 0.65 | N/A | Yes | BEM | Hydrodynamics | (with | Morison | drag) | 0 | 0 | 0 | 139 | -6.916 | -11.007 | -12 | 1 | 0 | 0 | 0 | 0 | 70 | 75 | 76 | 70 | 70 | 1c | 0 | 70 | 2.10E+11 | 8.08E+10 | 7850 | 1 | 0.015 | 139 | 149 | 150 | 139 | 139 | 1c | 0 | 0 | 139 | 2.10E+11 | 8.08E+10 | 7850 | 1 | 0.02 | 139 | 2.10E+11 | 8.08E+10 | 1 | 1 | 0.02
7 | 140 | -12 | -6.495 | -11.25 | 0 |  |  | 70.2 | 76 | 1 | 15 | Floater | No | 0 | 4.642e-05 | 0 | 0 | 1182000000 | 1182000000 | 1875000000 | 1875000000 | 0 | 0 | 909900000 | 1.126e-05 | 9748000000 | 0.65 | N/A | Yes | BEM | Hydrodynamics | (with | Morison | drag) | 0 | 0 | 0 | 140 | -6.495 | -11.25 | -12 | 1 | 0 | 0 | 0 | 0 | [13 empty] | 140 | 150 | 151 | 140 | 140 | 1c | 0 | 0 | 140 | 2.10E+11 | 8.08E+10 | 7850 | 1 | 0.02 | 140 | 2.10E+11 | 8.08E+10 | 1 | 1 | 0.02
8 | 141 | -12 | -6.074 | -11.493 | 0 |  |  | 71.1 | 76 | 1 | 15 | Floater | No | 0 | 4.642e-05 | 0 | 0 | 1182000000 | 1182000000 | 1875000000 | 1875000000 | 0 | 0 | 909900000 | 1.126e-05 | 9748000000 | 0.65 | N/A | Yes | BEM | Hydrodynamics | (with | Morison | drag) | 0 | 0 | 0 | 141 | -6.074 | -11.493 | -12 | 1 | 0 | 0 | 0 | 0 | 71 | 76 | 77 | 71 | 71 | 1c | 0 | 71 | 2.10E+11 | 8.08E+10 | 7850 | 1 | 0.015 | 141 | 151 | 152 | 141 | 141 | 1c | 0 | 0 | 141 | 2.10E+11 | 8.08E+10 | 7850 | 1 | 0.02 | 141 | 2.10E+11 | 8.08E+10 | 1 | 1 | 0.02
9 | 142 | -12 | -1.443 | -14.167 | 0 |  | 1 | 71.2 | 77 | 1 | 15 | Floater | No | 0 | 4.642e-05 | 0 | 0 | 1182000000 | 1182000000 | 1875000000 | 1875000000 | 0 | 0 | 909900000 | 1.126e-05 | 9748000000 | 0.65 | N/A | Yes | BEM | Hydrodynamics | (with | Morison | drag) | 0 | 0 | 0 | 142 | -1.443 | -14.167 | -12 | 1 | 0 | 0 | 0 | 0 | [13 empty] | 142 | 152 | 153 | 142 | 142 | 1c | 0 | 0 | 142 | 2.10E+11 | 8.08E+10 | 7850 | 1 | 0.02 | 142 | 2.10E+11 | 8.08E+10 | 1 | 1 | 0.02
10 | 143 | -12 | 1.925 | -16.111 | 0 |  | 1 | 72.1 | 77 | 1 | 15 | Floater | No | 0 | 4.642e-05 | 0 | 0 | 1182000000 | 1182000000 | 1875000000 | 1875000000 | 0 | 0 | 909900000 | 1.126e-05 | 9748000000 | 0.65 | N/A | Yes | BEM | Hydrodynamics | (with | Morison | drag) | 0 | 0 | 0 | 143 | 1.925 | -16.111 | -12 | 1 | 0 | 0 | 0 | 0 | 72 | 77 | 78 | 72 | 72 | 1c | 0 | 72 | 2.10E+11 | 8.08E+10 | 7850 | 1 | 0.015 | 143 | 153 | 154 | 143 | 143 | 1c | 0 | 0 | 143 | 2.10E+11 | 8.08E+10 | 7850 | 1 | 0.02 | 143 | 2.10E+11 | 8.08E+10 | 1 | 1 | 0.02
11 | 144 | -12 | 5.292 | -18.056 | 0 |  | 1 | 72.2 | 78 | 1 | 15 | Floater | No | 0 | 4.642e-05 | 0 | 0 | 1182000000 | 1182000000 | 1875000000 | 1875000000 | 0 | 0 | 909900000 | 1.126e-05 | 9748000000 | 0.65 | N/A | Yes | BEM | Hydrodynamics | (with | Morison | drag) | 0 | 0 | 0 | 144 | 5.292 | -18.056 | -12 | 1 | 0 | 0 | 0 | 0 | [13 empty] | 144 | 154 | 155 | 144 | 144 | 1c | 0 | 0 | 144 | 2.10E+11 | 8.08E+10 | 7850 | 1 | 0.02 | 144 | 2.10E+11 | 8.08E+10 | 1 | 1 | 0.02
12 | 145 | -12 | 7.708 | -19.45 | 0 |  |  | 73.1 | 78 | 1 | 15 | Floater | No | 0 | 4.642e-05 | 0 | 0 | 1182000000 | 1182000000 | 1875000000 | 1875000000 | 0 | 0 | 909900000 | 1.126e-05 | 9748000000 | 0.65 | N/A | Yes | BEM | Hydrodynamics | (with | Morison | drag) | 0 | 0 | 0 | 145 | 7.708 | -19.45 | -12 | 1 | 0 | 0 | 0 | 0 | 73 | 78 | 79 | 73 | 73 | 1c | 0 | 73 | 2.10E+11 | 8.08E+10 | 7850 | 1 | 0.015 | 145 | 155 | 156 | 145 | 145 | 1c | 0 | 0 | 145 | 2.10E+11 | 8.08E+10 | 7850 | 1 | 0.02 | 145 | 2.10E+11 | 8.08E+10 | 1 | 1 | 0.02
13 | 146 | -12 | 8.66 | -20 | 0 |  |  | 73.2 | 79 | 1 | 15 | Floater | No | 0 | 4.642e-05 | 0 | 0 | 1182000000 | 1182000000 | 1875000000 | 1875000000 | 0 | 0 | 909900000 | 1.126e-05 | 9748000000 | 0.65 | N/A | Yes | BEM | Hydrodynamics | (with | Morison | drag) | 0 | 0 | 0 | 146 | 8.66 | -20 | -12 | 1 | 0 | 0 | 0 | 0 | [13 empty] | 146 | 156 | 157 | 146 | 146 | 1c | 0 | 0 | 146 | 2.10E+11 | 8.08E+10 | 7850 | 1 | 0.02 | 146 | 2.10E+11 | 8.08E+10 | 1 | 1 | 0.02
1 | 147 | -12 | 12.99 | -17.5 | 0 |  |  | 74.1 | 79 | 1 | 15 | Floater | No | 0 | 4.642e-05 | 0 | 0 | 1182000000 | 1182000000 | 1875000000 | 1875000000 | 0 | 0 | 909900000 | 1.126e-05 | 9748000000 | 0.65 | N/A | Yes | BEM | Hydrodynamics | (with | Morison | drag) | 0 | 0 | 0 | 147 | 12.99 | -17.5 | -12 | 1 | 0 | 0 | 0 | 0 | 74 | 79 | 80 | 74 | 74 | 1c | 0 | 74 | 2.10E+11 | 8.08E+10 | 7850 | 1 | 0.015 | 147 | 157 | 158 | 147 | 147 | 1c | 0 | 0 | 147 | 2.10E+11 | 8.08E+10 | 7850 | 1 | 0.02 | 147 | 2.10E+11 | 8.08E+10 | 1 | 1 | 0.02
2 | 148 | -12 | 12.99 | -16.4 | 0 |  |  | 74.2 | 80 | 1 | 15 | Floater | No | 0 | 4.642e-05 | 0 | 0 | 1182000000 | 1182000000 | 1875000000 | 1875000000 | 0 | 0 | 909900000 | 1.126e-05 | 9748000000 | 0.65 | N/A | Yes | BEM | Hydrodynamics | (with | Morison | drag) | 0 | 0 | 0 | 148 | 12.99 | -16.4 | -12 | 1 | 0 | 0 | 0 | 0 | [13 empty] | 148 | 158 | 159 | 148 | 148 | 1c | 0 | 0 | 148 | 2.10E+11 | 8.08E+10 | 7850 | 1 | 0.02 | 148 | 2.10E+11 | 8.08E+10 | 1 | 1 | 0.02
3 | 149 | -12 | 12.99 | -13.611 | 0 |  | 1 | 75.1 | 80 | 1 | 15 | Floater | No | 0 | 4.642e-05 | 0 | 0 | 1182000000 | 1182000000 | 1875000000 | 1875000000 | 0 | 0 | 909900000 | 1.126e-05 | 9748000000 | 0.65 | N/A | Yes | BEM | Hydrodynamics | (with | Morison | drag) | 0 | 0 | 0 | 149 | 12.99 | -13.611 | -12 | 1 | 0 | 0 | 0 | 0 | 75 | 80 | 81 | 75 | 75 | 1c | 0 | 75 | 2.10E+11 | 8.08E+10 | 7850 | 1 | 0.015 | 149 | 159 | 17 | 149 | 149 | 1c | 0 | 0 | 149 | 2.10E+11 | 8.08E+10 | 7850 | 1 | 0.02 | 149 | 2.10E+11 | 8.08E+10 | 1 | 1 | 0.02
4 | 150 | -12 | 12.99 | -9.722 | 0 |  | 1 | 75.2 | 81 | 1 | 15 | Floater | No | 0 | 4.642e-05 | 0 | 0 | 1182000000 | 1182000000 | 1875000000 | 1875000000 | 0 | 0 | 909900000 | 1.126e-05 | 9748000000 | 0.65 | N/A | Yes | BEM | Hydrodynamics | (with | Morison | drag) | 0 | 0 | 0 | 150 | 12.99 | -9.722 | -12 | 1 | 0 | 0 | 0 | 0 | [13 empty] | 150 | 17 | 160 | 150 | 150 | 1c | 0 | 0 | 150 | 2.10E+11 | 8.08E+10 | 7850 | 1.3 | 0.02 | 150 | 2.10E+11 | 8.08E+10 | 1 | 1.3 | 0.02
5 | 151 | -12 | 12.99 | -5.833 | 0 |  | 1 | 76.1 | 81 | 1 | 15 | Floater | No | 0 | 4.642e-05 | 0 | 0 | 1182000000 | 1182000000 | 1875000000 | 1875000000 | 0 | 0 | 909900000 | 1.126e-05 | 9748000000 | 0.65 | N/A | Yes | BEM | Hydrodynamics | (with | Morison | drag) | 0 | 0 | 0 | 151 | 12.99 | -5.833 | -12 | 1 | 0 | 0 | 0 | 0 | 76 | 81 | 82 | 76 | 76 | 1c | 0 | 76 | 2.10E+11 | 8.08E+10 | 7850 | 1 | 0.015 | 151 | 160 | 161 | 151 | 151 | 1c | 0 | 0 | 151 | 2.10E+11 | 8.08E+10 | 7850 | 1.3 | 0.02 | 151 | 2.10E+11 | 8.08E+10 | 1 | 1.3 | 0.02
6 | 152 | -12 | 12.99 | -0.486 | 0 |  |  | 76.2 | 82 | 1 | 15 | Floater | No | 0 | 4.642e-05 | 0 | 0 | 1182000000 | 1182000000 | 1875000000 | 1875000000 | 0 | 0 | 909900000 | 1.126e-05 | 9748000000 | 0.65 | N/A | Yes | BEM | Hydrodynamics | (with | Morison | drag) | 0 | 0 | 0 | 152 | 12.99 | -0.486 | -12 | 1 | 0 | 0 | 0 | 0 | [13 empty] | 152 | 161 | 162 | 152 | 152 | 1c | 0 | 0 | 152 | 2.10E+11 | 8.08E+10 | 7850 | 1.3 | 0.02 | 152 | 2.10E+11 | 8.08E+10 | 1 | 1.3 | 0.02
7 | 153 | -12 | 12.99 | 0 | 0 |  |  | 77.1 | 82 | 1 | 15 | Floater | No | 0 | 4.642e-05 | 0 | 0 | 1182000000 | 1182000000 | 1875000000 | 1875000000 | 0 | 0 | 909900000 | 1.126e-05 | 9748000000 | 0.65 | N/A | Yes | BEM | Hydrodynamics | (with | Morison | drag) | 0 | 0 | 0 | 153 | 12.99 | 0 | -12 | 1 | 0 | 0 | 0 | 0 | 77 | 82 | 83 | 77 | 77 | 1c | 0 | 77 | 2.10E+11 | 8.08E+10 | 7850 | 1 | 0.015 | 153 | 162 | 163 | 153 | 153 | 1c | 0 | 0 | 153 | 2.10E+11 | 8.08E+10 | 7850 | 1.3 | 0.02 | 153 | 2.10E+11 | 8.08E+10 | 1 | 1.3 | 0.02
8 | 154 | -12 | 12.99 | 0.486 | 0 |  |  | 77.2 | 83 | 1 | 15 | Floater | No | 0 | 4.642e-05 | 0 | 0 | 1182000000 | 1182000000 | 1875000000 | 1875000000 | 0 | 0 | 909900000 | 1.126e-05 | 9748000000 | 0.65 | N/A | Yes | BEM | Hydrodynamics | (with | Morison | drag) | 0 | 0 | 0 | 154 | 12.99 | 0.486 | -12 | 1 | 0 | 0 | 0 | 0 | [13 empty] | 154 | 163 | 164 | 154 | 154 | 1c | 0 | 0 | 154 | 2.10E+11 | 8.08E+10 | 7850 | 1.3 | 0.02 | 154 | 2.10E+11 | 8.08E+10 | 1 | 1.3 | 0.02
9 | 155 | -12 | 12.99 | 5.833 | 0 |  | 1 | 78.1 | 83 | 1 | 15 | Floater | No | 0 | 4.642e-05 | 0 | 0 | 1182000000 | 1182000000 | 1875000000 | 1875000000 | 0 | 0 | 909900000 | 1.126e-05 | 9748000000 | 0.65 | N/A | Yes | BEM | Hydrodynamics | (with | Morison | drag) | 0 | 0 | 0 | 155 | 12.99 | 5.833 | -12 | 1 | 0 | 0 | 0 | 0 | 78 | 83 | 84 | 78 | 78 | 1c | 0 | 78 | 2.10E+11 | 8.08E+10 | 7850 | 1 | 0.015 | 155 | 164 | 165 | 155 | 155 | 1c | 0 | 0 | 155 | 2.10E+11 | 8.08E+10 | 7850 | 1.3 | 0.02 | 155 | 2.10E+11 | 8.08E+10 | 1 | 1.3 | 0.02
10 | 156 | -12 | 12.99 | 9.722 | 0 |  | 1 | 78.2 | 84 | 1 | 15 | Floater | No | 0 | 4.642e-05 | 0 | 0 | 1182000000 | 1182000000 | 1875000000 | 1875000000 | 0 | 0 | 909900000 | 1.126e-05 | 9748000000 | 0.65 | N/A | Yes | BEM | Hydrodynamics | (with | Morison | drag) | 0 | 0 | 0 | 156 | 12.99 | 9.722 | -12 | 1 | 0 | 0 | 0 | 0 | [13 empty] | 156 | 165 | 166 | 156 | 156 | 1c | 0 | 0 | 156 | 2.10E+11 | 8.08E+10 | 7850 | 1.3 | 0.02 | 156 | 2.10E+11 | 8.08E+10 | 1 | 1.3 | 0.02
11 | 157 | -12 | 12.99 | 13.611 | 0 |  | 1 | 79.1 | 84 | 1 | 15 | Floater | No | 0 | 4.642e-05 | 0 | 0 | 1182000000 | 1182000000 | 1875000000 | 1875000000 | 0 | 0 | 909900000 | 1.126e-05 | 9748000000 | 0.65 | N/A | Yes | BEM | Hydrodynamics | (with | Morison | drag) | 0 | 0 | 0 | 157 | 12.99 | 13.611 | -12 | 1 | 0 | 0 | 0 | 0 | 79 | 84 | 85 | 79 | 79 | 1c | 0 | 79 | 2.10E+11 | 8.08E+10 | 7850 | 1 | 0.015 | 157 | 166 | 2 | 157 | 157 | 1c | 0 | 0 | 157 | 2.10E+11 | 8.08E+10 | 7850 | 1.3 | 0.02 | 157 | 2.10E+11 | 8.08E+10 | 1 | 1.3 | 0.02
12 | 158 | -12 | 12.99 | 16.4 | 0 |  |  | 79.2 | 85 | 1 | 15 | Floater | No | 0 | 4.642e-05 | 0 | 0 | 1182000000 | 1182000000 | 1875000000 | 1875000000 | 0 | 0 | 909900000 | 1.126e-05 | 9748000000 | 0.65 | N/A | Yes | BEM | Hydrodynamics | (with | Morison | drag) | 0 | 0 | 0 | 158 | 12.99 | 16.4 | -12 | 1 | 0 | 0 | 0 | 0 | [13 empty] | 158 | 2 | 167 | 158 | 158 | 1c | 0 | 0 | 158 | 2.10E+11 | 8.08E+10 | 7850 | 1.3 | 0.02 | 158 | 2.10E+11 | 8.08E+10 | 1 | 1.3 | 0.02
13 | 159 | -12 | 12.99 | 17.5 | 0 |  |  | 80.1 | 85 | 1 | 15 | Floater | No | 0 | 4.642e-05 | 0 | 0 | 1182000000 | 1182000000 | 1875000000 | 1875000000 | 0 | 0 | 909900000 | 1.126e-05 | 9748000000 | 0.65 | N/A | Yes | BEM | Hydrodynamics | (with | Morison | drag) | 0 | 0 | 0 | 159 | 12.99 | 17.5 | -12 | 1 | 0 | 0 | 0 | 0 | 80 | 85 | 86 | 80 | 80 | 1c | 0 | 80 | 2.10E+11 | 8.08E+10 | 7850 | 1 | 0.015 | 159 | 167 | 168 | 159 | 159 | 1c | 0 | 0 | 159 | 2.10E+11 | 8.08E+10 | 7850 | 1.3 | 0.02 | 159 | 2.10E+11 | 8.08E+10 | 1 | 1.3 | 0.02
1 | 160 | -12 | 10.49 | 18.17 | 0 |  |  | 80.2 | 86 | 1 | 15 | Floater | No | 0 | 4.642e-05 | 0 | 0 | 1182000000 | 1182000000 | 1875000000 | 1875000000 | 0 | 0 | 909900000 | 1.126e-05 | 9748000000 | 0.65 | N/A | Yes | BEM | Hydrodynamics | (with | Morison | drag) | 0 | 0 | 0 | 160 | 10.49 | 18.17 | -12 | 1 | 0 | 0 | 0 | 0 | [13 empty] | 160 | 168 | 169 | 160 | 160 | 1c | 0 | 0 | 160 | 2.10E+11 | 8.08E+10 | 7850 | 1.3 | 0.02 | 160 | 2.10E+11 | 8.08E+10 | 1 | 1.3 | 0.02
2 | 161 | -12 | 9.94 | 17.217 | 0 |  |  | 81.1 | 87 | 1 | 15 | Floater | No | 0 | 4.642e-05 | 0 | 0 | 1182000000 | 1182000000 | 1875000000 | 1875000000 | 0 | 0 | 909900000 | 1.126e-05 | 9748000000 | 0.65 | N/A | Yes | BEM | Hydrodynamics | (with | Morison | drag) | 0 | 0 | 0 | 161 | 9.94 | 17.217 | -12 | 1 | 0 | 0 | 0 | 0 | 81 | 87 | 88 | 81 | 81 | 1c | 0 | 81 | 2.10E+11 | 8.08E+10 | 7850 | 1 | 0.015 | 161 | 169 | 170 | 161 | 161 | 1c | 0 | 0 | 161 | 2.10E+11 | 8.08E+10 | 7850 | 1.3 | 0.02 | 161 | 2.10E+11 | 8.08E+10 | 1 | 1.3 | 0.02
3 | 162 | -12 | 8.149 | 14.115 | 0 |  | 1 | 81.2 | 88 | 1 | 15 | Floater | No | 0 | 4.642e-05 | 0 | 0 | 1182000000 | 1182000000 | 1875000000 | 1875000000 | 0 | 0 | 909900000 | 1.126e-05 | 9748000000 | 0.65 | N/A | Yes | BEM | Hydrodynamics | (with | Morison | drag) | 0 | 0 | 0 | 162 | 8.149 | 14.115 | -12 | 1 | 0 | 0 | 0 | 0 | [13 empty] | 162 | 170 | 171 | 162 | 162 | 1c | 0 | 0 | 162 | 2.10E+11 | 8.08E+10 | 7850 | 1.3 | 0.02 | 162 | 2.10E+11 | 8.08E+10 | 1 | 1.3 | 0.02
4 | 163 | -12 | 5.808 | 10.059 | 0 |  | 1 | 82.1 | 88 | 1 | 15 | Floater | No | 0 | 4.642e-05 | 0 | 0 | 1182000000 | 1182000000 | 1875000000 | 1875000000 | 0 | 0 | 909900000 | 1.126e-05 | 9748000000 | 0.65 | N/A | Yes | BEM | Hydrodynamics | (with | Morison | drag) | 0 | 0 | 0 | 163 | 5.808 | 10.059 | -12 | 1 | 0 | 0 | 0 | 0 | 82 | 88 | 89 | 82 | 82 | 1c | 0 | 82 | 2.10E+11 | 8.08E+10 | 7850 | 1 | 0.015 | 163 | 171 | 172 | 163 | 163 | 1c | 0 | 0 | 163 | 2.10E+11 | 8.08E+10 | 7850 | 1.3 | 0.02 | 163 | 2.10E+11 | 8.08E+10 | 1 | 1.3 | 0.02
5 | 164 | -12 | 3.466 | 6.004 | 0 |  | 1 | 82.2 | 89 | 1 | 15 | Floater | No | 0 | 4.642e-05 | 0 | 0 | 1182000000 | 1182000000 | 1875000000 | 1875000000 | 0 | 0 | 909900000 | 1.126e-05 | 9748000000 | 0.65 | N/A | Yes | BEM | Hydrodynamics | (with | Morison | drag) | 0 | 0 | 0 | 164 | 3.466 | 6.004 | -12 | 1 | 0 | 0 | 0 | 0 | [13 empty] | 164 | 172 | 173 | 164 | 164 | 1c | 0 | 0 | 164 | 2.10E+11 | 8.08E+10 | 7850 | 1.3 | 0.02 | 164 | 2.10E+11 | 8.08E+10 | 1 | 1.3 | 0.02
6 | 165 | -12 | 1.97 | 3.412 | 0 |  |  | 83.1 | 89 | 1 | 15 | Floater | No | 0 | 4.642e-05 | 0 | 0 | 1182000000 | 1182000000 | 1875000000 | 1875000000 | 0 | 0 | 909900000 | 1.126e-05 | 9748000000 | 0.65 | N/A | Yes | BEM | Hydrodynamics | (with | Morison | drag) | 0 | 0 | 0 | 165 | 1.97 | 3.412 | -12 | 1 | 0 | 0 | 0 | 0 | 83 | 89 | 90 | 83 | 83 | 1c | 0 | 83 | 2.10E+11 | 8.08E+10 | 7850 | 1 | 0.015 | 165 | 173 | 32 | 165 | 165 | 1c | 0 | 0 | 165 | 2.10E+11 | 8.08E+10 | 7850 | 1.3 | 0.02 | 165 | 2.10E+11 | 8.08E+10 | 1 | 1.3 | 0.02
7 | 166 | -12 | 1.25 | 2.17 | 0 |  |  | 83.2 | 90 | 1 | 15 | Floater | No | 0 | 4.642e-05 | 0 | 0 | 1182000000 | 1182000000 | 1875000000 | 1875000000 | 0 | 0 | 909900000 | 1.126e-05 | 9748000000 | 0.65 | N/A | Yes | BEM | Hydrodynamics | (with | Morison | drag) | 0 | 0 | 0 | 166 | 1.25 | 2.17 | -12 | 1 | 0 | 0 | 0 | 0 | [13 empty] | 166 | 2 | 174 | 166 | 166 | 1c | 0 | 0 | 166 | 2.10E+11 | 8.08E+10 | 7850 | 1.3 | 0.02 | 166 | 2.10E+11 | 8.08E+10 | 1 | 1.3 | 0.02
1 | 167 | -12 | -2.75 | 0 | 0 |  |  | 84.1 | 90 | 1 | 15 | Floater | No | 0 | 4.642e-05 | 0 | 0 | 1182000000 | 1182000000 | 1875000000 | 1875000000 | 0 | 0 | 909900000 | 1.126e-05 | 9748000000 | 0.65 | N/A | Yes | BEM | Hydrodynamics | (with | Morison | drag) | 0 | 0 | 0 | 167 | -2.75 | 0 | -12 | 1 | 0 | 0 | 0 | 0 | 84 | 90 | 91 | 84 | 84 | 1c | 0 | 84 | 2.10E+11 | 8.08E+10 | 7850 | 1 | 0.015 | 167 | 174 | 175 | 167 | 167 | 1c | 0 | 0 | 167 | 2.10E+11 | 8.08E+10 | 7850 | 1.3 | 0.02 | 167 | 2.10E+11 | 8.08E+10 | 1 | 1.3 | 0.02
2 | 168 | -12 | -3.94 | 0 | 0 |  |  | 84.2 | 91 | 1 | 15 | Floater | No | 0 | 4.642e-05 | 0 | 0 | 1182000000 | 1182000000 | 1875000000 | 1875000000 | 0 | 0 | 909900000 | 1.126e-05 | 9748000000 | 0.65 | N/A | Yes | BEM | Hydrodynamics | (with | Morison | drag) | 0 | 0 | 0 | 168 | -3.94 | 0 | -12 | 1 | 0 | 0 | 0 | 0 | [13 empty] | 168 | 175 | 176 | 168 | 168 | 1c | 0 | 0 | 168 | 2.10E+11 | 8.08E+10 | 7850 | 1.3 | 0.02 | 168 | 2.10E+11 | 8.08E+10 | 1 | 1.3 | 0.02
3 | 169 | -12 | -6.933 | 0 | 0 |  | 1 | 85.1 | 91 | 1 | 15 | Floater | No | 0 | 4.642e-05 | 0 | 0 | 1182000000 | 1182000000 | 1875000000 | 1875000000 | 0 | 0 | 909900000 | 1.126e-05 | 9748000000 | 0.65 | N/A | Yes | BEM | Hydrodynamics | (with | Morison | drag) | 0 | 0 | 0 | 169 | -6.933 | 0 | -12 | 1 | 0 | 0 | 0 | 0 | 85 | 91 | 92 | 85 | 85 | 1c | 0 | 85 | 2.10E+11 | 8.08E+10 | 7850 | 1 | 0.015 | 169 | 176 | 177 | 169 | 169 | 1c | 0 | 0 | 169 | 2.10E+11 | 8.08E+10 | 7850 | 1.3 | 0.02 | 169 | 2.10E+11 | 8.08E+10 | 1 | 1.3 | 0.02
4 | 170 | -12 | -11.615 | 0 | 0 |  | 1 | 85.2 | 92 | 1 | 15 | Floater | No | 0 | 4.642e-05 | 0 | 0 | 1182000000 | 1182000000 | 1875000000 | 1875000000 | 0 | 0 | 909900000 | 1.126e-05 | 9748000000 | 0.65 | N/A | Yes | BEM | Hydrodynamics | (with | Morison | drag) | 0 | 0 | 0 | 170 | -11.615 | 0 | -12 | 1 | 0 | 0 | 0 | 0 | [13 empty] | 170 | 177 | 178 | 170 | 170 | 1c | 0 | 0 | 170 | 2.10E+11 | 8.08E+10 | 7850 | 1.3 | 0.02 | 170 | 2.10E+11 | 8.08E+10 | 1 | 1.3 | 0.02
5 | 171 | -12 | -16.298 | 0 | 0 |  | 1 | 86.1 | 92 | 1 | 15 | Floater | No | 0 | 4.642e-05 | 0 | 0 | 1182000000 | 1182000000 | 1875000000 | 1875000000 | 0 | 0 | 909900000 | 1.126e-05 | 9748000000 | 0.65 | N/A | Yes | BEM | Hydrodynamics | (with | Morison | drag) | 0 | 0 | 0 | 171 | -16.298 | 0 | -12 | 1 | 0 | 0 | 0 | 0 | 86 | 92 | 93 | 86 | 86 | 1c | 0 | 86 | 2.10E+11 | 8.08E+10 | 7850 | 1 | 0.015 | 171 | 178 | 179 | 171 | 171 | 1c | 0 | 0 | 171 | 2.10E+11 | 8.08E+10 | 7850 | 1.3 | 0.02 | 171 | 2.10E+11 | 8.08E+10 | 1 | 1.3 | 0.02
6 | 172 | -12 | -19.881 | 0 | 0 |  |  | 86.2 | 93 | 1 | 15 | Floater | No | 0 | 4.642e-05 | 0 | 0 | 1182000000 | 1182000000 | 1875000000 | 1875000000 | 0 | 0 | 909900000 | 1.126e-05 | 9748000000 | 0.65 | N/A | Yes | BEM | Hydrodynamics | (with | Morison | drag) | 0 | 0 | 0 | 172 | -19.881 | 0 | -12 | 1 | 0 | 0 | 0 | 0 | [13 empty] | 172 | 179 | 180 | 172 | 172 | 1c | 0 | 0 | 172 | 2.10E+11 | 8.08E+10 | 7850 | 1.3 | 0.02 | 172 | 2.10E+11 | 8.08E+10 | 1 | 1.3 | 0.02
7 | 173 | -12 | -20.981 | 0 | 0 |  |  | 87.1 | 93 | 1 | 15 | Floater | No | 0 | 4.642e-05 | 0 | 0 | 1182000000 | 1182000000 | 1875000000 | 1875000000 | 0 | 0 | 909900000 | 1.126e-05 | 9748000000 | 0.65 | N/A | Yes | BEM | Hydrodynamics | (with | Morison | drag) | 0 | 0 | 0 | 173 | -20.981 | 0 | -12 | 1 | 0 | 0 | 0 | 0 | 87 | 93 | 94 | 87 | 87 | 1c | 0 | 87 | 2.10E+11 | 8.08E+10 | 7850 | 1 | 0.015 | 173 | 180 | 47 | 173 | 173 | 1c | 0 | 0 | 173 | 2.10E+11 | 8.08E+10 | 7850 | 1.3 | 0.02 | 173 | 2.10E+11 | 8.08E+10 | 1 | 1.3 | 0.02
1 | 174 | -12 | 1.25 | -2.17 | 0 |  |  | 87.2 | 94 | 1 | 15 | Floater | No | 0 | 4.642e-05 | 0 | 0 | 1182000000 | 1182000000 | 1875000000 | 1875000000 | 0 | 0 | 909900000 | 1.126e-05 | 9748000000 | 0.65 | N/A | Yes | BEM | Hydrodynamics | (with | Morison | drag) | 0 | 0 | 0 | 174 | 1.25 | -2.17 | -12 | 1 | 0 | 0 | 0 | 0 | [13 empty] | 174 | 32 | 134 | 174 | 174 | 1c | 0 | 0 | 174 | 2.10E+11 | 8.08E+10 | 7850 | 1 | 0.02 | 174 | 2.10E+11 | 8.08E+10 | 1 | 1 | 0.02
2 | 175 | -12 | 1.97 | -3.412 | 0 |  |  | 88.1 | 94 | 1 | 15 | Floater | No | 0 | 4.642e-05 | 0 | 0 | 1182000000 | 1182000000 | 1875000000 | 1875000000 | 0 | 0 | 909900000 | 1.126e-05 | 9748000000 | 0.65 | N/A | Yes | BEM | Hydrodynamics | (with | Morison | drag) | 0 | 0 | 0 | 175 | 1.97 | -3.412 | -12 | 1 | 0 | 0 | 0 | 0 | 88 | 94 | 95 | 88 | 88 | 1c | 0 | 88 | 2.10E+11 | 8.08E+10 | 7850 | 1 | 0.015 | 175 | 134 | 135 | 175 | 175 | 1c | 0 | 0 | 175 | 2.10E+11 | 8.08E+10 | 7850 | 1 | 0.02 | 175 | 2.10E+11 | 8.08E+10 | 1 | 1 | 0.02
3 | 176 | -12 | 3.466 | -6.004 | 0 |  | 1 | 88.2 | 95 | 1 | 15 | Floater | No | 0 | 4.642e-05 | 0 | 0 | 1182000000 | 1182000000 | 1875000000 | 1875000000 | 0 | 0 | 909900000 | 1.126e-05 | 9748000000 | 0.65 | N/A | Yes | BEM | Hydrodynamics | (with | Morison | drag) | 0 | 0 | 0 | 176 | 3.466 | -6.004 | -12 | 1 | 0 | 0 | 0 | 0 | [13 empty] | 176 | 135 | 136 | 176 | 176 | 1c | 0 | 0 | 176 | 2.10E+11 | 8.08E+10 | 7850 | 1 | 0.02 | 176 | 2.10E+11 | 8.08E+10 | 1 | 1 | 0.02
4 | 177 | -12 | 5.808 | -10.059 | 0 |  | 1 | 89.1 | 95 | 1 | 15 | Floater | No | 0 | 4.642e-05 | 0 | 0 | 1182000000 | 1182000000 | 1875000000 | 1875000000 | 0 | 0 | 909900000 | 1.126e-05 | 9748000000 | 0.65 | N/A | Yes | BEM | Hydrodynamics | (with | Morison | drag) | 0 | 0 | 0 | 177 | 5.808 | -10.059 | -12 | 1 | 0 | 0 | 0 | 0 | 89 | 95 | 96 | 89 | 89 | 1c | 0 | 89 | 2.10E+11 | 8.08E+10 | 7850 | 1 | 0.015 | 177 | 136 | 137 | 177 | 177 | 1c | 0 | 0 | 177 | 2.10E+11 | 8.08E+10 | 7850 | 1 | 0.02 | 177 | 2.10E+11 | 8.08E+10 | 1 | 1 | 0.02
5 | 178 | -12 | 8.149 | -14.115 | 0 |  | 1 | 89.2 | 96 | 1 | 15 | Floater | No | 0 | 4.642e-05 | 0 | 0 | 1182000000 | 1182000000 | 1875000000 | 1875000000 | 0 | 0 | 909900000 | 1.126e-05 | 9748000000 | 0.65 | N/A | Yes | BEM | Hydrodynamics | (with | Morison | drag) | 0 | 0 | 0 | 178 | 8.149 | -14.115 | -12 | 1 | 0 | 0 | 0 | 0 | [13 empty] | 178 | 137 | 138 | 178 | 178 | 1c | 0 | 0 | 178 | 2.10E+11 | 8.08E+10 | 7850 | 1 | 0.02 | 178 | 2.10E+11 | 8.08E+10 | 1 | 1 | 0.02
6 | 179 | -12 | 9.94 | -17.217 | 0 |  |  | 90.1 | 96 | 1 | 15 | Floater | No | 0 | 4.642e-05 | 0 | 0 | 1182000000 | 1182000000 | 1875000000 | 1875000000 | 0 | 0 | 909900000 | 1.126e-05 | 9748000000 | 0.65 | N/A | Yes | BEM | Hydrodynamics | (with | Morison | drag) | 0 | 0 | 0 | 179 | 9.94 | -17.217 | -12 | 1 | 0 | 0 | 0 | 0 | 90 | 96 | 97 | 90 | 90 | 1c | 0 | 90 | 2.10E+11 | 8.08E+10 | 7850 | 1 | 0.015 | 179 | 138 | 139 | 179 | 179 | 1c | 0 | 0 | 179 | 2.10E+11 | 8.08E+10 | 7850 | 1 | 0.02 | 179 | 2.10E+11 | 8.08E+10 | 1 | 1 | 0.02
7 | 180 | -12 | 10.49 | -18.17 | 0 |  |  | 90.2 | 97 | 1 | 15 | Floater | No | 0 | 4.642e-05 | 0 | 0 | 1182000000 | 1182000000 | 1875000000 | 1875000000 | 0 | 0 | 909900000 | 1.126e-05 | 9748000000 | 0.65 | N/A | Yes | BEM | Hydrodynamics | (with | Morison | drag) | 0 | 0 | 0 | 180 | 10.49 | -18.17 | -12 | 1 | 0 | 0 | 0 | 0 | [13 empty] | 180 | 139 | 140 | 180 | 180 | 1c | 0 | 0 | 180 | 2.10E+11 | 8.08E+10 | 7850 | 1 | 0.02 | 180 | 2.10E+11 | 8.08E+10 | 1 | 1 | 0.02
| 181 | 1.833 | 4.6267 | 8.0137 | 0 |  | 87 | 91.1 | 97 | 1 | 15 | Floater | No | 0 | 4.642e-05 | 0 | 0 | 1182000000 | 1182000000 | 1875000000 | 1875000000 | 0 | 0 | 909900000 | 1.126e-05 | 9748000000 | 0.65 | N/A | Yes | BEM | Hydrodynamics | (with | Morison | drag) | 0 | 0 | 0 | 181 | 4.6267 | 8.0137 | 1.833 | 1 | 0 | 0 | 0 | 0 | 91 | 97 | 98 | 91 | 91 | 1c | 0 | 91 | 2.10E+11 | 8.08E+10 | 7850 | 1 | 0.015 | 181 | 140 | 141 | 181 | 181 | 1c | 0 | 0 | 181 | 2.10E+11 | 8.08E+10 | 7850 | 1 | 0.02 | 181 | 2.10E+11 | 8.08E+10 | 1 | 1 | 0.02
| 182 | -4.8333 | 7.2833 | 12.6153 | 0 |  |  | 91.2 | 98 | 1 | 15 | Floater | No | 0 | 4.642e-05 | 0 | 0 | 1182000000 | 1182000000 | 1875000000 | 1875000000 | 0 | 0 | 909900000 | 1.126e-05 | 9748000000 | 0.65 | N/A | Yes | BEM | Hydrodynamics | (with | Morison | drag) | 0 | 0 | 0 | 182 | 7.2833 | 12.6153 | -4.8333 | 1 | 0 | 0 | 0 | 0 | [13 empty] | 182 | 141 | 142 | 182 | 182 | 1c | 0 | 0 | 182 | 2.10E+11 | 8.08E+10 | 7850 | 1 | 0.02 | 182 | 2.10E+11 | 8.08E+10 | 1 | 1 | 0.02
| 183 | 1.833 | -9.2537 | 0 | 0 |  |  | 92.1 | 98 | 1 | 15 | Floater | No | 0 | 4.642e-05 | 0 | 0 | 1182000000 | 1182000000 | 1875000000 | 1875000000 | 0 | 0 | 909900000 | 1.126e-05 | 9748000000 | 0.65 | N/A | Yes | BEM | Hydrodynamics | (with | Morison | drag) | 0 | 0 | 0 | 183 | -9.2537 | 0 | 1.833 | 1 | 0 | 0 | 0 | 0 | 92 | 98 | 99 | 92 | 92 | 1c | 0 | 92 | 2.10E+11 | 8.08E+10 | 7850 | 1 | 0.015 | 183 | 142 | 143 | 183 | 183 | 1c | 0 | 0 | 183 | 2.10E+11 | 8.08E+10 | 7850 | 1 | 0.02 | 183 | 2.10E+11 | 8.08E+10 | 1 | 1 | 0.02
| 184 | -4.8333 | -14.5673 | 0 | 0 |  |  | 92.2 | 99 | 1 | 15 | Floater | No | 0 | 4.642e-05 | 0 | 0 | 1182000000 | 1182000000 | 1875000000 | 1875000000 | 0 | 0 | 909900000 | 1.126e-05 | 9748000000 | 0.65 | N/A | Yes | BEM | Hydrodynamics | (with | Morison | drag) | 0 | 0 | 0 | 184 | -14.5673 | 0 | -4.8333 | 1 | 0 | 0 | 0 | 0 | [13 empty] | 184 | 143 | 144 | 184 | 184 | 1c | 0 | 0 | 184 | 2.10E+11 | 8.08E+10 | 7850 | 1 | 0.02 | 184 | 2.10E+11 | 8.08E+10 | 1 | 1 | 0.02
| 185 | 1.833 | 4.6267 | -8.0137 | 0 |  |  | 93.1 | 100 | 1.3 | 20 | Floater | No | 0 | 8.042e-05 | 0 | 0 | 3460000000 | 3460000000 | 3249000000 | 3249000000 | 0 | 0 | 2662000000 | 3.295e-05 | 16890000000 | 0.65 | N/A | Yes | BEM | Hydrodynamics | (with | Morison | drag) | 0 | 0 | 0 | 185 | 4.6267 | -8.0137 | 1.833 | 1 | 0 | 0 | 0 | 0 | 93 | 100 | 101 | 93 | 93 | 1c | 0 | 93 | 2.10E+11 | 8.08E+10 | 7850 | 1.3 | 0.02 | 185 | 144 | 145 | 185 | 185 | 1c | 0 | 0 | 185 | 2.10E+11 | 8.08E+10 | 7850 | 1 | 0.02 | 185 | 2.10E+11 | 8.08E+10 | 1 | 1 | 0.02
| 186 | -4.833 | 7.2833 | -12.6153 | 0 |  |  | 93.2 | 101 | 1.3 | 20 | Floater | No | 0 | 8.042e-05 | 0 | 0 | 3460000000 | 3460000000 | 3249000000 | 3249000000 | 0 | 0 | 2662000000 | 3.295e-05 | 16890000000 | 0.65 | N/A | Yes | BEM | Hydrodynamics | (with | Morison | drag) | 0 | 0 | 0 | 186 | 7.2833 | -12.6153 | -4.833 | 1 | 0 | 0 | 0 | 0 | [13 empty] | 186 | 145 | 146 | 186 | 186 | 1c | 0 | 0 | 186 | 2.10E+11 | 8.08E+10 | 7850 | 1 | 0.02 | 186 | 2.10E+11 | 8.08E+10 | 1 | 1 | 0.02
| 187 | 2.2 | 2.7113 | 16.5653 | 0 |  |  | 94.1 | 101 | 1.3 | 20 | Floater | No | 0 | 8.042e-05 | 0 | 0 | 3460000000 | 3460000000 | 3249000000 | 3249000000 | 0 | 0 | 2662000000 | 3.295e-05 | 16890000000 | 0.65 | N/A | Yes | BEM | Hydrodynamics | (with | Morison | drag) | 0 | 0 | 0 | 187 | 2.7113 | 16.5653 | 2.2 | 1 | 0 | 0 | 0 | 0 | 94 | 101 | 102 | 94 | 94 | 1c | 0 | 94 | 2.10E+11 | 8.08E+10 | 7850 | 1.3 | 0.02 | 187 | 146 | 47 | 187 | 187 | 1c | 0 | 0 | 187 | 2.10E+11 | 8.08E+10 | 7850 | 1 | 0.02 | 187 | 2.10E+11 | 8.08E+10 | 1 | 1 | 0.02
| 188 | -4.9 | -1.6813 | 14.0292 | 0 |  |  | 94.2 | 102 | 1.3 | 20 | Floater | No | 0 | 8.042e-05 | 0 | 0 | 3460000000 | 3460000000 | 3249000000 | 3249000000 | 0 | 0 | 2662000000 | 3.295e-05 | 16890000000 | 0.65 | N/A | Yes | BEM | Hydrodynamics | (with | Morison | drag) | 0 | 0 | 0 | 188 | -1.6813 | 14.0292 | -4.9 | 1 | 0 | 0 | 0 | 0 | [13 empty] | 188 | 36 | 223 | 188 | 188 | 1c | 0 | 0 | 188 | 2.10E+11 | 8.08E+10 | 7850 | 0.1 | 0.001 | 188 | 2.10E+11 | 8.08E+10 | 1 | 0.1 | 0.001
| 189 | 2.2 | -15.7015 | 5.9347 | 0 |  |  | 95.1 | 102 | 1.3 | 20 | Floater | No | 0 | 8.042e-05 | 0 | 0 | 3460000000 | 3460000000 | 3249000000 | 3249000000 | 0 | 0 | 2662000000 | 3.295e-05 | 16890000000 | 0.65 | N/A | Yes | BEM | Hydrodynamics | (with | Morison | drag) | 0 | 0 | 0 | 189 | -15.7015 | 5.9347 | 2.2 | 1 | 0 | 0 | 0 | 0 | 95 | 102 | 103 | 95 | 95 | 1c | 0 | 95 | 2.10E+11 | 8.08E+10 | 7850 | 1.3 | 0.02 | 189 | 36 | 224 | 189 | 189 | 1c | 0 | 0 | 189 | 2.10E+11 | 8.08E+10 | 7850 | 0.1 | 0.001 | 189 | 2.10E+11 | 8.08E+10 | 1 | 0.1 | 0.001
| 190 | -4.9 | -11.3088 | 8.4708 | 0 |  |  | 95.2 | 103 | 1.3 | 20 | Floater | No | 0 | 8.042e-05 | 0 | 0 | 3460000000 | 3460000000 | 3249000000 | 3249000000 | 0 | 0 | 2662000000 | 3.295e-05 | 16890000000 | 0.65 | N/A | Yes | BEM | Hydrodynamics | (with | Morison | drag) | 0 | 0 | 0 | 190 | -11.3088 | 8.4708 | -4.9 | 1 | 0 | 0 | 0 | 0 | [13 empty] | 190 | 21 | 225 | 190 | 190 | 1c | 0 | 0 | 190 | 2.10E+11 | 8.08E+10 | 7850 | 0.1 | 0.001 | 190 | 2.10E+11 | 8.08E+10 | 1 | 0.1 | 0.001
| 191 | 2.2 | -15.7015 | -5.9347 | 0 |  |  | 96.1 | 103 | 1.3 | 20 | Floater | No | 0 | 8.042e-05 | 0 | 0 | 3460000000 | 3460000000 | 3249000000 | 3249000000 | 0 | 0 | 2662000000 | 3.295e-05 | 16890000000 | 0.65 | N/A | Yes | BEM | Hydrodynamics | (with | Morison | drag) | 0 | 0 | 0 | 191 | -15.7015 | -5.9347 | 2.2 | 1 | 0 | 0 | 0 | 0 | 96 | 103 | 104 | 96 | 96 | 1c | 0 | 96 | 2.10E+11 | 8.08E+10 | 7850 | 1.3 | 0.02 | 191 | 21 | 226 | 191 | 191 | 1c | 0 | 0 | 191 | 2.10E+11 | 8.08E+10 | 7850 | 0.1 | 0.001 | 191 | 2.10E+11 | 8.08E+10 | 1 | 0.1 | 0.001
| 192 | -4.9 | -11.3088 | -8.4708 | 0 |  |  | 96.2 | 104 | 1.3 | 20 | Floater | No | 0 | 8.042e-05 | 0 | 0 | 3460000000 | 3460000000 | 3249000000 | 3249000000 | 0 | 0 | 2662000000 | 3.295e-05 | 16890000000 | 0.65 | N/A | Yes | BEM | Hydrodynamics | (with | Morison | drag) | 0 | 0 | 0 | 192 | -11.3088 | -8.4708 | -4.9 | 1 | 0 | 0 | 0 | 0 | [13 empty] | 192 | 51 | 227 | 192 | 192 | 1c | 0 | 0 | 192 | 2.10E+11 | 8.08E+10 | 7850 | 0.1 | 0.001 | 192 | 2.10E+11 | 8.08E+10 | 1 | 0.1 | 0.001
| 193 | 2.2 | 2.7113 | -16.5653 | 0 |  |  | 97.1 | 104 | 1.3 | 20 | Floater | No | 0 | 8.042e-05 | 0 | 0 | 3460000000 | 3460000000 | 3249000000 | 3249000000 | 0 | 0 | 2662000000 | 3.295e-05 | 16890000000 | 0.65 | N/A | Yes | BEM | Hydrodynamics | (with | Morison | drag) | 0 | 0 | 0 | 193 | 2.7113 | -16.5653 | 2.2 | 1 | 0 | 0 | 0 | 0 | 97 | 104 | 105 | 97 | 97 | 1c | 0 | 97 | 2.10E+11 | 8.08E+10 | 7850 | 1.3 | 0.02 | 193 | 51 | 228 | 193 | 193 | 1c | 0 | 0 | 193 | 2.10E+11 | 8.08E+10 | 7850 | 0.1 | 0.001 | 193 | 2.10E+11 | 8.08E+10 | 1 | 0.1 | 0.001
| 194 | -4.9 | -1.6813 | -14.0292 | 0 |  |  | 97.2 | 105 | 1.3 | 20 | Floater | No | 0 | 8.042e-05 | 0 | 0 | 3460000000 | 3460000000 | 3249000000 | 3249000000 | 0 | 0 | 2662000000 | 3.295e-05 | 16890000000 | 0.65 | N/A | Yes | BEM | Hydrodynamics | (with | Morison | drag) | 0 | 0 | 0 | 194 | -1.6813 | -14.0292 | -4.9 | 1 | 0 | 0 | 0 | 0 | [13 empty] | 194 | 15 | 229 | 194 | 194 | 1c | 0 | 0 | 194 | 2.10E+11 | 8.08E+10 | 7850 | 5 | 0.035 | 194 | 2.10E+11 | 8.08E+10 | 1 | 5 | 0.035
| 195 | 2.2 | 12.99 | -10.6305 | 0 |  |  | 98.1 | 105 | 1.3 | 20 | Floater | No | 0 | 8.042e-05 | 0 | 0 | 3460000000 | 3460000000 | 3249000000 | 3249000000 | 0 | 0 | 2662000000 | 3.295e-05 | 16890000000 | 0.65 | N/A | Yes | BEM | Hydrodynamics | (with | Morison | drag) | 0 | 0 | 0 | 195 | 12.99 | -10.6305 | 2.2 | 1 | 0 | 0 | 0 | 0 | 98 | 105 | 106 | 98 | 98 | 1c | 0 | 98 | 2.10E+11 | 8.08E+10 | 7850 | 1.3 | 0.02 | 195 | 229 | 230 | 195 | 195 | 1c | 0 | 0 | 195 | 2.10E+11 | 8.08E+10 | 7850 | 5.126 | 0.063 | 195 | 2.10E+11 | 8.08E+10 | 7850 | 5.126 | 0.063
| 196 | -4.9 | 12.99 | -5.5583 | 0 |  |  | 98.2 | 106 | 1.3 | 20 | Floater | No | 0 | 8.042e-05 | 0 | 0 | 3460000000 | 3460000000 | 3249000000 | 3249000000 | 0 | 0 | 2662000000 | 3.295e-05 | 16890000000 | 0.65 | N/A | Yes | BEM | Hydrodynamics | (with | Morison | drag) | 0 | 0 | 0 | 196 | 12.99 | -5.5583 | -4.9 | 1 | 0 | 0 | 0 | 0 | [13 empty] | 196 | 230 | 231 | 196 | 196 | 1c | 0 | 0 | 196 | 2.10E+11 | 8.08E+10 | 7850 | 5.126 | 0.063 | 196 | 2.10E+11 | 8.08E+10 | 7850 | 5.126 | 0.063
| 197 | 2.2 | 12.99 | 10.6305 | 0 |  |  | 99.1 | 107 | 1.3 | 20 | Floater | No | 0 | 8.042e-05 | 0 | 0 | 3460000000 | 3460000000 | 3249000000 | 3249000000 | 0 | 0 | 2662000000 | 3.295e-05 | 16890000000 | 0.65 | N/A | Yes | BEM | Hydrodynamics | (with | Morison | drag) | 0 | 0 | 0 | 197 | 12.99 | 10.6305 | 2.2 | 1 | 0 | 0 | 0 | 0 | 99 | 107 | 108 | 99 | 99 | 1c | 0 | 99 | 2.10E+11 | 8.08E+10 | 7850 | 1.3 | 0.02 | 197 | 231 | 232 | 197 | 197 | 1c | 0 | 0 | 197 | 2.10E+11 | 8.08E+10 | 7850 | 5.126 | 0.063 | 197 | 2.10E+11 | 8.08E+10 | 7850 | 5.126 | 0.063
| 198 | -4.9 | 12.99 | 5.5583 | 0 |  |  | 99.2 | 108 | 1.3 | 20 | Floater | No | 0 | 8.042e-05 | 0 | 0 | 3460000000 | 3460000000 | 3249000000 | 3249000000 | 0 | 0 | 2662000000 | 3.295e-05 | 16890000000 | 0.65 | N/A | Yes | BEM | Hydrodynamics | (with | Morison | drag) | 0 | 0 | 0 | 198 | 12.99 | 5.5583 | -4.9 | 1 | 0 | 0 | 0 | 0 | [13 empty] | 198 | 232 | 233 | 198 | 198 | 1c | 0 | 0 | 198 | 2.10E+11 | 8.08E+10 | 7850 | 5.1 | 0.05 | 198 | 2.10E+11 | 8.08E+10 | 7850 | 5.1 | 0.05
| 199 | 5.04 | 7.708 | 19.45 | 0 |  |  | 100.1 | 108 | 1.3 | 20 | Floater | No | 0 | 8.042e-05 | 0 | 0 | 3460000000 | 3460000000 | 3249000000 | 3249000000 | 0 | 0 | 2662000000 | 3.295e-05 | 16890000000 | 0.65 | N/A | Yes | BEM | Hydrodynamics | (with | Morison | drag) | 0 | 0 | 0 | 199 | 7.708 | 19.45 | 5.04 | 1 | 0 | 0 | 0 | 0 | 100 | 108 | 109 | 100 | 100 | 1c | 0 | 100 | 2.10E+11 | 8.08E+10 | 7850 | 1.3 | 0.02 | 199 | 233 | 234 | 199 | 199 | 1c | 0 | 0 | 199 | 2.10E+11 | 8.08E+10 | 7850 | 5.086 | 0.043 | 199 | 2.10E+11 | 8.08E+10 | 7850 | 5.086 | 0.043
| 200 | -3.48 | 7.708 | 19.45 | 0 |  |  | 100.2 | 109 | 1.3 | 20 | Floater | No | 0 | 8.042e-05 | 0 | 0 | 3460000000 | 3460000000 | 3249000000 | 3249000000 | 0 | 0 | 2662000000 | 3.295e-05 | 16890000000 | 0.65 | N/A | Yes | BEM | Hydrodynamics | (with | Morison | drag) | 0 | 0 | 0 | 200 | 7.708 | 19.45 | -3.48 | 1 | 0 | 0 | 0 | 0 | [13 empty] | 200 | 234 | 235 | 200 | 200 | 1c | 0 | 0 | 200 | 2.10E+11 | 8.08E+10 | 7850 | 5.08 | 0.04 | 200 | 2.10E+11 | 8.08E+10 | 7850 | 5.08 | 0.04
| 201 | 5.04 | -6.485 | 11.25 | 0 |  |  | 101.1 | 109 | 1.3 | 20 | Floater | No | 0 | 8.042e-05 | 0 | 0 | 3460000000 | 3460000000 | 3249000000 | 3249000000 | 0 | 0 | 2662000000 | 3.295e-05 | 16890000000 | 0.65 | N/A | Yes | BEM | Hydrodynamics | (with | Morison | drag) | 0 | 0 | 0 | 201 | -6.485 | 11.25 | 5.04 | 1 | 0 | 0 | 0 | 0 | 101 | 109 | 110 | 101 | 101 | 1c | 0 | 101 | 2.10E+11 | 8.08E+10 | 7850 | 1.3 | 0.02 | 201 | 235 | 236 | 201 | 201 | 1c | 0 | 0 | 201 | 2.10E+11 | 8.08E+10 | 7850 | 5.076 | 0.038 | 201 | 2.10E+11 | 8.08E+10 | 7850 | 5.076 | 0.038
| 202 | -3.48 | -6.485 | 11.25 | 0 |  |  | 101.2 | 110 | 1.3 | 20 | Floater | No | 0 | 8.042e-05 | 0 | 0 | 3460000000 | 3460000000 | 3249000000 | 3249000000 | 0 | 0 | 2662000000 | 3.295e-05 | 16890000000 | 0.65 | N/A | Yes | BEM | Hydrodynamics | (with | Morison | drag) | 0 | 0 | 0 | 202 | -6.485 | 11.25 | -3.48 | 1 | 0 | 0 | 0 | 0 | [13 empty] | 202 | 236 | 237 | 202 | 202 | 1c | 0 | 0 | 202 | 2.10E+11 | 8.08E+10 | 7850 | 5.074 | 0.037 | 202 | 2.10E+11 | 8.08E+10 | 7850 | 5.074 | 0.037
| 203 | 5.04 | -20.698 | 3.05 | 0 |  |  | 102.1 | 110 | 1.3 | 20 | Floater | No | 0 | 8.042e-05 | 0 | 0 | 3460000000 | 3460000000 | 3249000000 | 3249000000 | 0 | 0 | 2662000000 | 3.295e-05 | 16890000000 | 0.65 | N/A | Yes | BEM | Hydrodynamics | (with | Morison | drag) | 0 | 0 | 0 | 203 | -20.698 | 3.05 | 5.04 | 1 | 0 | 0 | 0 | 0 | 102 | 110 | 111 | 102 | 102 | 1c | 0 | 102 | 2.10E+11 | 8.08E+10 | 7850 | 1.3 | 0.02 | 203 | 237 | 238 | 203 | 203 | 1c | 0 | 0 | 203 | 2.10E+11 | 8.08E+10 | 7850 | 5.072 | 0.036 | 203 | 2.10E+11 | 8.08E+10 | 7850 | 5.072 | 0.036
| 204 | -3.48 | -20.698 | 3.05 | 0 |  |  | 102.2 | 111 | 1.3 | 20 | Floater | No | 0 | 8.042e-05 | 0 | 0 | 3460000000 | 3460000000 | 3249000000 | 3249000000 | 0 | 0 | 2662000000 | 3.295e-05 | 16890000000 | 0.65 | N/A | Yes | BEM | Hydrodynamics | (with | Morison | drag) | 0 | 0 | 0 | 204 | -20.698 | 3.05 | -3.48 | 1 | 0 | 0 | 0 | 0 | [13 empty] | 204 | 238 | 239 | 204 | 204 | 1c | 0 | 0 | 204 | 2.10E+11 | 8.08E+10 | 7850 | 5.07 | 0.035 | 204 | 2.10E+11 | 8.08E+10 | 7850 | 5.07 | 0.035
| 205 | 5.04 | -20.698 | -3.05 | 0 |  |  | 103.1 | 111 | 1.3 | 20 | Floater | No | 0 | 8.042e-05 | 0 | 0 | 3460000000 | 3460000000 | 3249000000 | 3249000000 | 0 | 0 | 2662000000 | 3.295e-05 | 16890000000 | 0.65 | N/A | Yes | BEM | Hydrodynamics | (with | Morison | drag) | 0 | 0 | 0 | 205 | -20.698 | -3.05 | 5.04 | 1 | 0 | 0 | 0 | 0 | 103 | 111 | 112 | 103 | 103 | 1c | 0 | 103 | 2.10E+11 | 8.08E+10 | 7850 | 1.3 | 0.02 | 205 | 239 | 240 | 205 | 205 | 1c | 0 | 0 | 205 | 2.10E+11 | 8.08E+10 | 7850 | 5.066 | 0.033 | 205 | 2.10E+11 | 8.08E+10 | 7850 | 5.066 | 0.033
| 206 | -3.48 | -20.698 | -3.05 | 0 |  |  | 103.2 | 112 | 1.3 | 20 | Floater | No | 0 | 8.042e-05 | 0 | 0 | 3460000000 | 3460000000 | 3249000000 | 3249000000 | 0 | 0 | 2662000000 | 3.295e-05 | 16890000000 | 0.65 | N/A | Yes | BEM | Hydrodynamics | (with | Morison | drag) | 0 | 0 | 0 | 206 | -20.698 | -3.05 | -3.48 | 1 | 0 | 0 | 0 | 0 | [13 empty] | 206 | 240 | 241 | 206 | 206 | 1c | 0 | 0 | 206 | 2.10E+11 | 8.08E+10 | 7850 | 5.066 | 0.033 | 206 | 2.10E+11 | 8.08E+10 | 7850 | 5.066 | 0.033
| 207 | 5.04 | -6.495 | -11.25 | 0 |  |  | 104.1 | 112 | 1.3 | 20 | Floater | No | 0 | 8.042e-05 | 0 | 0 | 3460000000 | 3460000000 | 3249000000 | 3249000000 | 0 | 0 | 2662000000 | 3.295e-05 | 16890000000 | 0.65 | N/A | Yes | BEM | Hydrodynamics | (with | Morison | drag) | 0 | 0 | 0 | 207 | -6.495 | -11.25 | 5.04 | 1 | 0 | 0 | 0 | 0 | 104 | 112 | 113 | 104 | 104 | 1c | 0 | 104 | 2.10E+11 | 8.08E+10 | 7850 | 1.3 | 0.02 | 207 | 241 | 242 | 207 | 207 | 1c | 0 | 0 | 207 | 2.10E+11 | 8.08E+10 | 7850 | 5.066 | 0.033 | 207 | 2.10E+11 | 8.08E+10 | 7850 | 5.066 | 0.033
| 208 | -3.48 | -6.495 | -11.25 | 0 |  |  | 104.2 | 113 | 1.3 | 20 | Floater | No | 0 | 8.042e-05 | 0 | 0 | 3460000000 | 3460000000 | 3249000000 | 3249000000 | 0 | 0 | 2662000000 | 3.295e-05 | 16890000000 | 0.65 | N/A | Yes | BEM | Hydrodynamics | (with | Morison | drag) | 0 | 0 | 0 | 208 | -6.495 | -11.25 | -3.48 | 1 | 0 | 0 | 0 | 0 | [13 empty] | 208 | 242 | 243 | 208 | 208 | 1c | 0 | 0 | 208 | 2.10E+11 | 8.08E+10 | 7850 | 5.066 | 0.033 | 208 | 2.10E+11 | 8.08E+10 | 7850 | 5.066 | 0.033
| 209 | 5.04 | 7.708 | -19.45 | 0 |  |  | 105.1 | 114 | 1.3 | 20 | Floater | No | 0 | 8.042e-05 | 0 | 0 | 3460000000 | 3460000000 | 3249000000 | 3249000000 | 0 | 0 | 2662000000 | 3.295e-05 | 16890000000 | 0.65 | N/A | Yes | BEM | Hydrodynamics | (with | Morison | drag) | 0 | 0 | 0 | 209 | 7.708 | -19.45 | 5.04 | 1 | 0 | 0 | 0 | 0 | 105 | 114 | 115 | 105 | 105 | 1c | 0 | 105 | 2.10E+11 | 8.08E+10 | 7850 | 1.3 | 0.02 | 209 | 243 | 244 | 209 | 209 | 1c | 0 | 0 | 209 | 2.10E+11 | 8.08E+10 | 7850 | 5.066 | 0.029 | 209 | 2.10E+11 | 8.08E+10 | 7850 | 5.066 | 0.029
| 210 | -3.48 | 7.708 | -19.45 | 0 |  |  | 105.2 | 115 | 1.3 | 20 | Floater | No | 0 | 8.042e-05 | 0 | 0 | 3460000000 | 3460000000 | 3249000000 | 3249000000 | 0 | 0 | 2662000000 | 3.295e-05 | 16890000000 | 0.65 | N/A | Yes | BEM | Hydrodynamics | (with | Morison | drag) | 0 | 0 | 0 | 210 | 7.708 | -19.45 | -3.48 | 1 | 0 | 0 | 0 | 0 | [13 empty] | 210 | 244 | 245 | 210 | 210 | 1c | 0 | 0 | 210 | 2.10E+11 | 8.08E+10 | 7850 | 5.066 | 0.028 | 210 | 2.10E+11 | 8.08E+10 | 7850 | 5.066 | 0.028
| 211 | 5.04 | 12.99 | -16.44 | 0 |  |  | 106.1 | 115 | 1.3 | 20 | Floater | No | 0 | 8.042e-05 | 0 | 0 | 3460000000 | 3460000000 | 3249000000 | 3249000000 | 0 | 0 | 2662000000 | 3.295e-05 | 16890000000 | 0.65 | N/A | Yes | BEM | Hydrodynamics | (with | Morison | drag) | 0 | 0 | 0 | 211 | 12.99 | -16.44 | 5.04 | 1 | 0 | 0 | 0 | 0 | 106 | 115 | 116 | 106 | 106 | 1c | 0 | 106 | 2.10E+11 | 8.08E+10 | 7850 | 1.3 | 0.02 | 211 | 245 | 246 | 211 | 211 | 1c | 0 | 0 | 211 | 2.10E+11 | 8.08E+10 | 7850 | 5.066 | 0.027 | 211 | 2.10E+11 | 8.08E+10 | 7850 | 5.066 | 0.027
| 212 | -3.48 | 12.99 | -16.44 | 0 |  |  | 106.2 | 116 | 1.3 | 20 | Floater | No | 0 | 8.042e-05 | 0 | 0 | 3460000000 | 3460000000 | 3249000000 | 3249000000 | 0 | 0 | 2662000000 | 3.295e-05 | 16890000000 | 0.65 | N/A | Yes | BEM | Hydrodynamics | (with | Morison | drag) | 0 | 0 | 0 | 212 | 12.99 | -16.44 | -3.48 | 1 | 0 | 0 | 0 | 0 | [13 empty] | 212 | 246 | 247 | 212 | 212 | 1c | 0 | 0 | 212 | 2.10E+11 | 8.08E+10 | 7850 | 5.066 | 0.026 | 212 | 2.10E+11 | 8.08E+10 | 7850 | 5.066 | 0.026
| 213 | 5.04 | 12.99 | 0 | 0 |  |  | 107.1 | 116 | 1.3 | 20 | Floater | No | 0 | 8.042e-05 | 0 | 0 | 3460000000 | 3460000000 | 3249000000 | 3249000000 | 0 | 0 | 2662000000 | 3.295e-05 | 16890000000 | 0.65 | N/A | Yes | BEM | Hydrodynamics | (with | Morison | drag) | 0 | 0 | 0 | 213 | 12.99 | 0 | 5.04 | 1 | 0 | 0 | 0 | 0 | 107 | 116 | 117 | 107 | 107 | 1c | 0 | 107 | 2.10E+11 | 8.08E+10 | 7850 | 1.3 | 0.02 | 213 | 247 | 248 | 213 | 213 | 1c | 0 | 0 | 213 | 2.10E+11 | 8.08E+10 | 7850 | 5.066 | 0.025 | 213 | 2.10E+11 | 8.08E+10 | 7850 | 5.066 | 0.025
| 214 | -3.48 | 12.99 | 0 | 0 |  |  | 107.2 | 117 | 1.3 | 20 | Floater | No | 0 | 8.042e-05 | 0 | 0 | 3460000000 | 3460000000 | 3249000000 | 3249000000 | 0 | 0 | 2662000000 | 3.295e-05 | 16890000000 | 0.65 | N/A | Yes | BEM | Hydrodynamics | (with | Morison | drag) | 0 | 0 | 0 | 214 | 12.99 | 0 | -3.48 | 1 | 0 | 0 | 0 | 0 | [13 empty] | 214 | 248 | 249 | 214 | 214 | 1c | 0 | 0 | 214 | 2.10E+11 | 8.08E+10 | 7850 | 5.066 | 0.024 | 214 | 2.10E+11 | 8.08E+10 | 7850 | 5.066 | 0.024
| 215 | 5.04 | 12.99 | 16.4 | 0 |  |  | 108.1 | 117 | 1.3 | 20 | Floater | No | 0 | 8.042e-05 | 0 | 0 | 3460000000 | 3460000000 | 3249000000 | 3249000000 | 0 | 0 | 2662000000 | 3.295e-05 | 16890000000 | 0.65 | N/A | Yes | BEM | Hydrodynamics | (with | Morison | drag) | 0 | 0 | 0 | 215 | 12.99 | 16.4 | 5.04 | 1 | 0 | 0 | 0 | 0 | 108 | 117 | 118 | 108 | 108 | 1c | 0 | 108 | 2.10E+11 | 8.08E+10 | 7850 | 1.3 | 0.02 | 215 | 249 | 250 | 215 | 215 | 1c | 0 | 0 | 215 | 2.10E+11 | 8.08E+10 | 7850 | 5.066 | 0.024 | 215 | 2.10E+11 | 8.08E+10 | 7850 | 5.066 | 0.024
| 216 | -3.48 | 12.99 | 16.4 | 0 |  |  | 108.2 | 118 | 1.3 | 20 | Floater | No | 0 | 8.042e-05 | 0 | 0 | 3460000000 | 3460000000 | 3249000000 | 3249000000 | 0 | 0 | 2662000000 | 3.295e-05 | 16890000000 | 0.65 | N/A | Yes | BEM | Hydrodynamics | (with | Morison | drag) | 0 | 0 | 0 | 216 | 12.99 | 16.4 | -3.48 | 1 | 0 | 0 | 0 | 0 | [13 empty] | 216 | 250 | 251 | 216 | 216 | 1c | 0 | 0 | 216 | 2.10E+11 | 8.08E+10 | 7850 | 5.066 | 0.024 | 216 | 2.10E+11 | 8.08E+10 | 7850 | 5.066 | 0.024
| 217 | 6.06 | 1.97 | 3.412 | 0 |  |  | 109.1 | 118 | 1.3 | 20 | Floater | No | 0 | 8.042e-05 | 0 | 0 | 3460000000 | 3460000000 | 3249000000 | 3249000000 | 0 | 0 | 2662000000 | 3.295e-05 | 16890000000 | 0.65 | N/A | Yes | BEM | Hydrodynamics | (with | Morison | drag) | 0 | 0 | 0 | 217 | 1.97 | 3.412 | 6.06 | 1 | 0 | 0 | 0 | 0 | 109 | 118 | 119 | 109 | 109 | 1c | 0 | 109 | 2.10E+11 | 8.08E+10 | 7850 | 1.3 | 0.02 | 217 | 251 | 252 | 217 | 217 | 1c | 0 | 0 | 217 | 2.10E+11 | 8.08E+10 | 7850 | 5.066 | 0.024 | 217 | 2.10E+11 | 8.08E+10 | 7850 | 5.066 | 0.024
| 218 | -11.05 | 1.97 | 3.412 | 0 |  |  | 109.2 | 119 | 1.3 | 20 | Floater | No | 0 | 8.042e-05 | 0 | 0 | 3460000000 | 3460000000 | 3249000000 | 3249000000 | 0 | 0 | 2662000000 | 3.295e-05 | 16890000000 | 0.65 | N/A | Yes | BEM | Hydrodynamics | (with | Morison | drag) | 0 | 0 | 0 | 218 | 1.97 | 3.412 | -11.05 | 1 | 0 | 0 | 0 | 0 | [13 empty] | 218 | 252 | 253 | 218 | 218 | 1c | 0 | 0 | 218 | 2.10E+11 | 8.08E+10 | 7850 | 4.9204 | 0.02 | 218 | 2.10E+11 | 8.08E+10 | 7850 | 4.9204 | 0.02
| 219 | 6.06 | -3.94 | 0 | 0 |  |  | 110.1 | 119 | 1.3 | 20 | Floater | No | 0 | 8.042e-05 | 0 | 0 | 3460000000 | 3460000000 | 3249000000 | 3249000000 | 0 | 0 | 2662000000 | 3.295e-05 | 16890000000 | 0.65 | N/A | Yes | BEM | Hydrodynamics | (with | Morison | drag) | 0 | 0 | 0 | 219 | -3.94 | 0 | 6.06 | 1 | 0 | 0 | 0 | 0 | 110 | 119 | 120 | 110 | 110 | 1c | 0 | 110 | 2.10E+11 | 8.08E+10 | 7850 | 1.3 | 0.02 | 219 | 253 | 254 | 219 | 219 | 1c | 0 | 0 | 219 | 2.10E+11 | 8.08E+10 | 7850 | 4.7719 | 0.02 | 219 | 2.10E+11 | 8.08E+10 | 7850 | 4.7719 | 0.02
| 220 | -11.05 | -3.94 | 0 | 0 |  |  | 110.2 | 120 | 1.3 | 20 | Floater | No | 0 | 8.042e-05 | 0 | 0 | 3460000000 | 3460000000 | 3249000000 | 3249000000 | 0 | 0 | 2662000000 | 3.295e-05 | 16890000000 | 0.65 | N/A | Yes | BEM | Hydrodynamics | (with | Morison | drag) | 0 | 0 | 0 | 220 | -3.94 | 0 | -11.05 | 1 | 0 | 0 | 0 | 0 | [13 empty] | 220 | 254 | 255 | 220 | 220 | 1c | 0 | 0 | 220 | 2.10E+11 | 8.08E+10 | 7850 | 4.6234 | 0.019 | 220 | 2.10E+11 | 8.08E+10 | 7850 | 4.6234 | 0.019
| 221 | 6.06 | 1.97 | -3.412 | 0 |  |  | 111.1 | 28 | 1 | 15 | Floater | No | 0 | 4.642e-05 | 0 | 0 | 1182000000 | 1182000000 | 1875000000 | 1875000000 | 0 | 0 | 909900000 | 1.126e-05 | 9748000000 | 0.65 | N/A | Yes | BEM | Hydrodynamics | (with | Morison | drag) | 0 | 0 | 0 | 221 | 1.97 | -3.412 | 6.06 | 1 | 0 | 0 | 0 | 0 | 111 | 28 | 61 | 111 | 111 | 1c | 0 | 111 | 2.10E+11 | 8.08E+10 | 7850 | 1 | 0.015 | 221 | 255 | 256 | 221 | 221 | 1c | 0 | 0 | 221 | 2.10E+11 | 8.08E+10 | 7850 | 4.4749 | 0.019 | 221 | 2.10E+11 | 8.08E+10 | 7850 | 4.4749 | 0.019
| 222 | -11.05 | 1.97 | -3.412 | 0 |  |  | 111.2 | 61 | 1 | 15 | Floater | No | 0 | 4.642e-05 | 0 | 0 | 1182000000 | 1182000000 | 1875000000 | 1875000000 | 0 | 0 | 909900000 | 1.126e-05 | 9748000000 | 0.65 | N/A | Yes | BEM | Hydrodynamics | (with | Morison | drag) | 0 | 0 | 0 | 222 | 1.97 | -3.412 | -11.05 | 1 | 0 | 0 | 0 | 0 | [13 empty] | 222 | 256 | 257 | 222 | 222 | 1c | 0 | 0 | 222 | 2.10E+11 | 8.08E+10 | 7850 | 4.3265 | 0.018 | 222 | 2.10E+11 | 8.08E+10 | 7850 | 4.3265 | 0.018
| 223 | -3 | -29.517 | -3.536 | 0 | TLM1 |  | 112.1 | 28 | 1 | 15 | Floater | No | 0 | 4.642e-05 | 0 | 0 | 1182000000 | 1182000000 | 1875000000 | 1875000000 | 0 | 0 | 909900000 | 1.126e-05 | 9748000000 | 0.65 | N/A | Yes | BEM | Hydrodynamics | (with | Morison | drag) | 0 | 0 | 0 | 223 | -29.517 | -3.536 | -3 | 1 | 0 | 0 | 0 | 0 | 112 | 28 | 99 | 112 | 112 | 1c | 0 | 112 | 2.10E+11 | 8.08E+10 | 7850 | 1 | 0.015 | 223 | 86 | 58 | 223 | 223 | 1c | 0 | 0 | 223 | 2.10E+11 | 8.08E+10 | 7850 | 1 | 0.02 | 223 | 2.10E+11 | 8.08E+10 | 1 | 1 | 0.02
| 224 | -3 | -29.517 | 3.536 | 0 | TLM1 |  | 112.2 | 99 | 1 | 15 | Floater | No | 0 | 4.642e-05 | 0 | 0 | 1182000000 | 1182000000 | 1875000000 | 1875000000 | 0 | 0 | 909900000 | 1.126e-05 | 9748000000 | 0.65 | N/A | Yes | BEM | Hydrodynamics | (with | Morison | drag) | 0 | 0 | 0 | 224 | -29.517 | 3.536 | -3 | 1 | 0 | 0 | 0 | 0 | [13 empty] | 224 | 274 | 182 | 224 | 224 | 1c | 0 | 0 | 224 | 2.10E+11 | 8.08E+10 | 7850 | 1 | 0.03 | 224 | 2.10E+11 | 8.08E+10 | 1 | 1 | 0.03
| 225 | -3 | 11.696 | 26.786 | 0 | TLM1 |  | 113.1 | 28 | 1 | 15 | Floater | No | 0 | 4.642e-05 | 0 | 0 | 1182000000 | 1182000000 | 1875000000 | 1875000000 | 0 | 0 | 909900000 | 1.126e-05 | 9748000000 | 0.65 | N/A | Yes | BEM | Hydrodynamics | (with | Morison | drag) | 0 | 0 | 0 | 225 | 11.696 | 26.786 | -3 | 1 | 0 | 0 | 0 | 0 | 113 | 28 | 100 | 113 | 113 | 1c | 0 | 113 | 2.10E+11 | 8.08E+10 | 7850 | 1 | 0.015 | 225 | 181 | 182 | 225 | 225 | 1c | 0 | 0 | 225 | 2.10E+11 | 8.08E+10 | 7850 | 1 | 0.03 | 225 | 2.10E+11 | 8.08E+10 | 1 | 1 | 0.03
| 226 | -3 | 17.82 | 23.794 | 0 | TLM1 |  | 113.2 | 100 | 1 | 15 | Floater | No | 0 | 4.642e-05 | 0 | 0 | 1182000000 | 1182000000 | 1875000000 | 1875000000 | 0 | 0 | 909900000 | 1.126e-05 | 9748000000 | 0.65 | N/A | Yes | BEM | Hydrodynamics | (with | Morison | drag) | 0 | 0 | 0 | 226 | 17.82 | 23.794 | -3 | 1 | 0 | 0 | 0 | 0 | [13 empty] | 226 | 181 | 271 | 226 | 226 | 1c | 0 | 0 | 226 | 2.10E+11 | 8.08E+10 | 7850 | 1 | 0.03 | 226 | 2.10E+11 | 8.08E+10 | 1 | 1 | 0.03
| 227 | -3 | 17.82 | -23.794 | 0 | TLM1 |  | 114.1 | 43 | 1 | 15 | Floater | No | 0 | 4.642e-05 | 0 | 0 | 1182000000 | 1182000000 | 1875000000 | 1875000000 | 0 | 0 | 909900000 | 1.126e-05 | 9748000000 | 0.65 | N/A | Yes | BEM | Hydrodynamics | (with | Morison | drag) | 0 | 0 | 0 | 227 | 17.82 | -23.794 | -3 | 1 | 0 | 0 | 0 | 0 | 114 | 43 | 73 | 114 | 114 | 1c | 0 | 114 | 2.10E+11 | 8.08E+10 | 7850 | 1 | 0.015 | 227 | 275 | 184 | 227 | 227 | 1c | 0 | 0 | 227 | 2.10E+11 | 8.08E+10 | 7850 | 1 | 0.03 | 227 | 2.10E+11 | 8.08E+10 | 1 | 1 | 0.03
| 228 | -3 | 11.696 | -26.786 | 0 | TLM1 |  | 114.2 | 73 | 1 | 15 | Floater | No | 0 | 4.642e-05 | 0 | 0 | 1182000000 | 1182000000 | 1875000000 | 1875000000 | 0 | 0 | 909900000 | 1.126e-05 | 9748000000 | 0.65 | N/A | Yes | BEM | Hydrodynamics | (with | Morison | drag) | 0 | 0 | 0 | 228 | 11.696 | -26.786 | -3 | 1 | 0 | 0 | 0 | 0 | [13 empty] | 228 | 183 | 184 | 228 | 228 | 1c | 0 | 0 | 228 | 2.10E+11 | 8.08E+10 | 7850 | 1 | 0.03 | 228 | 2.10E+11 | 8.08E+10 | 1 | 1 | 0.03
1 | 229 | 12 | 0 | 0 | 7439.2 |  |  | 115.1 | 43 | 1 | 15 | Floater | No | 0 | 4.642e-05 | 0 | 0 | 1182000000 | 1182000000 | 1875000000 | 1875000000 | 0 | 0 | 909900000 | 1.126e-05 | 9748000000 | 0.65 | N/A | Yes | BEM | Hydrodynamics | (with | Morison | drag) | 0 | 0 | 0 | 229 | 0 | 0 | 12 | 1 | 0 | 0 | 0 | 0 | 115 | 43 | 74 | 115 | 115 | 1c | 0 | 115 | 2.10E+11 | 8.08E+10 | 7850 | 1 | 0.015 | 229 | 183 | 272 | 229 | 229 | 1c | 0 | 0 | 229 | 2.10E+11 | 8.08E+10 | 7850 | 1 | 0.03 | 229 | 2.10E+11 | 8.08E+10 | 1 | 1 | 0.03
2 | 230 | 12.3 | 0 | 0 | 0 |  |  | 115.2 | 74 | 1 | 15 | Floater | No | 0 | 4.642e-05 | 0 | 0 | 1182000000 | 1182000000 | 1875000000 | 1875000000 | 0 | 0 | 909900000 | 1.126e-05 | 9748000000 | 0.65 | N/A | Yes | BEM | Hydrodynamics | (with | Morison | drag) | 0 | 0 | 0 | 230 | 0 | 0 | 12.3 | 1 | 0 | 0 | 0 | 0 | [13 empty] | 230 | 276 | 186 | 230 | 230 | 1c | 0 | 0 | 230 | 2.10E+11 | 8.08E+10 | 7850 | 1 | 0.03 | 230 | 2.10E+11 | 8.08E+10 | 1 | 1 | 0.03
3 | 231 | 14.4 | 0 | 0 | 0 |  |  | 116.1 | 43 | 1 | 15 | Floater | No | 0 | 4.642e-05 | 0 | 0 | 1182000000 | 1182000000 | 1875000000 | 1875000000 | 0 | 0 | 909900000 | 1.126e-05 | 9748000000 | 0.65 | N/A | Yes | BEM | Hydrodynamics | (with | Morison | drag) | 0 | 0 | 0 | 231 | 0 | 0 | 14.4 | 1 | 0 | 0 | 0 | 0 | 116 | 43 | 113 | 116 | 116 | 1c | 0 | 116 | 2.10E+11 | 8.08E+10 | 7850 | 1 | 0.015 | 231 | 185 | 186 | 231 | 231 | 1c | 0 | 0 | 231 | 2.10E+11 | 8.08E+10 | 7850 | 1 | 0.03 | 231 | 2.10E+11 | 8.08E+10 | 1 | 1 | 0.03
4 | 232 | 16.5 | 0 | 0 | 0 |  |  | 116.2 | 113 | 1 | 15 | Floater | No | 0 | 4.642e-05 | 0 | 0 | 1182000000 | 1182000000 | 1875000000 | 1875000000 | 0 | 0 | 909900000 | 1.126e-05 | 9748000000 | 0.65 | N/A | Yes | BEM | Hydrodynamics | (with | Morison | drag) | 0 | 0 | 0 | 232 | 0 | 0 | 16.5 | 1 | 0 | 0 | 0 | 0 | [13 empty] | 232 | 185 | 273 | 232 | 232 | 1c | 0 | 0 | 232 | 2.10E+11 | 8.08E+10 | 7850 | 1 | 0.03 | 232 | 2.10E+11 | 8.08E+10 | 1 | 1 | 0.03
5 | 233 | 18.6 | 0 | 0 | 0 |  |  | 117.1 | 58 | 1 | 15 | Floater | No | 0 | 4.642e-05 | 0 | 0 | 1182000000 | 1182000000 | 1875000000 | 1875000000 | 0 | 0 | 909900000 | 1.126e-05 | 9748000000 | 0.65 | N/A | Yes | BEM | Hydrodynamics | (with | Morison | drag) | 0 | 0 | 0 | 233 | 0 | 0 | 18.6 | 1 | 0 | 0 | 0 | 0 | 117 | 58 | 87 | 117 | 117 | 1c | 0 | 117 | 2.10E+11 | 8.08E+10 | 7850 | 1 | 0.015 | 233 | 63 | 187 | 233 | 233 | 1c | 0 | 0 | 233 | 2.10E+11 | 8.08E+10 | 7850 | 0.8 | 0.015 | 233 | 2.10E+11 | 8.08E+10 | 1 | 0.8 | 0.015
6 | 234 | 20.7 | 0 | 0 | 0 |  |  | 117.2 | 87 | 1 | 15 | Floater | No | 0 | 4.642e-05 | 0 | 0 | 1182000000 | 1182000000 | 1875000000 | 1875000000 | 0 | 0 | 909900000 | 1.126e-05 | 9748000000 | 0.65 | N/A | Yes | BEM | Hydrodynamics | (with | Morison | drag) | 0 | 0 | 0 | 234 | 0 | 0 | 20.7 | 1 | 0 | 0 | 0 | 0 | [13 empty] | 234 | 187 | 188 | 234 | 234 | 1c | 0 | 0 | 234 | 2.10E+11 | 8.08E+10 | 7850 | 0.8 | 0.015 | 234 | 2.10E+11 | 8.08E+10 | 1 | 0.8 | 0.015
7 | 235 | 22.8 | 0 | 0 | 0 |  |  | 118.1 | 58 | 1 | 15 | Floater | No | 0 | 4.642e-05 | 0 | 0 | 1182000000 | 1182000000 | 1875000000 | 1875000000 | 0 | 0 | 909900000 | 1.126e-05 | 9748000000 | 0.65 | N/A | Yes | BEM | Hydrodynamics | (with | Morison | drag) | 0 | 0 | 0 | 235 | 0 | 0 | 22.8 | 1 | 0 | 0 | 0 | 0 | 118 | 58 | 120 | 118 | 118 | 1c | 0 | 118 | 2.10E+11 | 8.08E+10 | 7850 | 1 | 0.015 | 235 | 188 | 126 | 235 | 235 | 1c | 0 | 0 | 235 | 2.10E+11 | 8.08E+10 | 7850 | 0.8 | 0.015 | 235 | 2.10E+11 | 8.08E+10 | 1 | 0.8 | 0.015
8 | 236 | 25.4 | 0 | 0 | 0 |  |  | 118.2 | 120 | 1 | 15 | Floater | No | 0 | 4.642e-05 | 0 | 0 | 1182000000 | 1182000000 | 1875000000 | 1875000000 | 0 | 0 | 909900000 | 1.126e-05 | 9748000000 | 0.65 | N/A | Yes | BEM | Hydrodynamics | (with | Morison | drag) | 0 | 0 | 0 | 236 | 0 | 0 | 25.4 | 1 | 0 | 0 | 0 | 0 | [13 empty] | 236 | 71 | 189 | 236 | 236 | 1c | 0 | 0 | 236 | 2.10E+11 | 8.08E+10 | 7850 | 0.8 | 0.015 | 236 | 2.10E+11 | 8.08E+10 | 1 | 0.8 | 0.015
9 | 237 | 28 | 0 | 0 | 0 |  |  | 119.1 | 13 | 1.3 | 20 | Floater | No | 0 | 8.042e-05 | 0 | 0 | 3460000000 | 3460000000 | 3249000000 | 3249000000 | 0 | 0 | 2662000000 | 3.295e-05 | 16890000000 | 0.65 | N/A | Yes | BEM | Hydrodynamics | (with | Morison | drag) | 0 | 0 | 0 | 237 | 0 | 0 | 28 | 1 | 0 | 0 | 0 | 0 | 119 | 13 | 106 | 119 | 119 | 1c | 0 | 119 | 2.10E+11 | 8.08E+10 | 7850 | 1.3 | 0.02 | 237 | 189 | 190 | 237 | 237 | 1c | 0 | 0 | 237 | 2.10E+11 | 8.08E+10 | 7850 | 0.8 | 0.015 | 237 | 2.10E+11 | 8.08E+10 | 1 | 0.8 | 0.015
10 | 238 | 30.6 | 0 | 0 | 0 |  |  | 119.2 | 106 | 1.3 | 20 | Floater | No | 0 | 8.042e-05 | 0 | 0 | 3460000000 | 3460000000 | 3249000000 | 3249000000 | 0 | 0 | 2662000000 | 3.295e-05 | 16890000000 | 0.65 | N/A | Yes | BEM | Hydrodynamics | (with | Morison | drag) | 0 | 0 | 0 | 238 | 0 | 0 | 30.6 | 1 | 0 | 0 | 0 | 0 | [13 empty] | 238 | 190 | 128 | 238 | 238 | 1c | 0 | 0 | 238 | 2.10E+11 | 8.08E+10 | 7850 | 0.8 | 0.015 | 238 | 2.10E+11 | 8.08E+10 | 1 | 0.8 | 0.015
11 | 239 | 33.2 | 0 | 0 | 0 |  |  | 120.1 | 13 | 1.3 | 20 | Floater | No | 0 | 8.042e-05 | 0 | 0 | 3460000000 | 3460000000 | 3249000000 | 3249000000 | 0 | 0 | 2662000000 | 3.295e-05 | 16890000000 | 0.65 | N/A | Yes | BEM | Hydrodynamics | (with | Morison | drag) | 0 | 0 | 0 | 239 | 0 | 0 | 33.2 | 1 | 0 | 0 | 0 | 0 | 120 | 13 | 107 | 120 | 120 | 1c | 0 | 120 | 2.10E+11 | 8.08E+10 | 7850 | 1.3 | 0.02 | 239 | 76 | 191 | 239 | 239 | 1c | 0 | 0 | 239 | 2.10E+11 | 8.08E+10 | 7850 | 0.8 | 0.015 | 239 | 2.10E+11 | 8.08E+10 | 1 | 0.8 | 0.015
12 | 240 | 35.75 | 0 | 0 | 3441.1 |  |  | 120.2 | 107 | 1.3 | 20 | Floater | No | 0 | 8.042e-05 | 0 | 0 | 3460000000 | 3460000000 | 3249000000 | 3249000000 | 0 | 0 | 2662000000 | 3.295e-05 | 16890000000 | 0.65 | N/A | Yes | BEM | Hydrodynamics | (with | Morison | drag) | 0 | 0 | 0 | 240 | 0 | 0 | 35.75 | 1 | 0 | 0 | 0 | 0 | [13 empty] | 240 | 191 | 192 | 240 | 240 | 1c | 0 | 0 | 240 | 2.10E+11 | 8.08E+10 | 7850 | 0.8 | 0.015 | 240 | 2.10E+11 | 8.08E+10 | 1 | 0.8 | 0.015
13 | 241 | 36 | 0 | 0 | 3441.1 |  |  | 121.1 | 13 | 1.3 | 20 | Floater | No | 0 | 8.042e-05 | 0 | 0 | 3460000000 | 3460000000 | 3249000000 | 3249000000 | 0 | 0 | 2662000000 | 3.295e-05 | 16890000000 | 0.65 | N/A | Yes | BEM | Hydrodynamics | (with | Morison | drag) | 0 | 0 | 0 | 241 | 0 | 0 | 36 | 1 | 0 | 0 | 0 | 0 | 121 | 13 | 114 | 121 | 121 | 1c | 0 | 121 | 2.10E+11 | 8.08E+10 | 7850 | 1.3 | 0.02 | 241 | 192 | 139 | 241 | 241 | 1c | 0 | 0 | 241 | 2.10E+11 | 8.08E+10 | 7850 | 0.8 | 0.015 | 241 | 2.10E+11 | 8.08E+10 | 1 | 0.8 | 0.015
14 | 242 | 36.25 | 0 | 0 | 0 |  |  | 121.2 | 114 | 1.3 | 20 | Floater | No | 0 | 8.042e-05 | 0 | 0 | 3460000000 | 3460000000 | 3249000000 | 3249000000 | 0 | 0 | 2662000000 | 3.295e-05 | 16890000000 | 0.65 | N/A | Yes | BEM | Hydrodynamics | (with | Morison | drag) | 0 | 0 | 0 | 242 | 0 | 0 | 36.25 | 1 | 0 | 0 | 0 | 0 | [13 empty] | 242 | 84 | 193 | 242 | 242 | 1c | 0 | 0 | 242 | 2.10E+11 | 8.08E+10 | 7850 | 0.8 | 0.015 | 242 | 2.10E+11 | 8.08E+10 | 1 | 0.8 | 0.015
15 | 243 | 38.75 | 0 | 0 | 0 |  |  | 122.1 | 17 | 1 | 20 | Floater | No | 0 | 6.158e-05 | 0 | 0 | 1553000000 | 1553000000 | 2488000000 | 2488000000 | 0 | 0 | 1195000000 | 1.479e-05 | 12930000000 | 0.65 | N/A | Yes | BEM | Hydrodynamics | (with | Morison | drag) | 0 | 0 | 0 | 243 | 0 | 0 | 38.75 | 1 | 0 | 0 | 0 | 0 | 122 | 17 | 121 | 122 | 122 | 1c | 0 | 122 | 2.10E+11 | 8.08E+10 | 7850 | 1 | 0.02 | 243 | 193 | 194 | 243 | 243 | 1c | 0 | 0 | 243 | 2.10E+11 | 8.08E+10 | 7850 | 0.8 | 0.015 | 243 | 2.10E+11 | 8.08E+10 | 1 | 0.8 | 0.015
16 | 244 | 41.3 | 0 | 0 | 0 |  |  | 122.2 | 121 | 1 | 20 | Floater | No | 0 | 6.158e-05 | 0 | 0 | 1553000000 | 1553000000 | 2488000000 | 2488000000 | 0 | 0 | 1195000000 | 1.479e-05 | 12930000000 | 0.65 | N/A | Yes | BEM | Hydrodynamics | (with | Morison | drag) | 0 | 0 | 0 | 244 | 0 | 0 | 41.3 | 1 | 0 | 0 | 0 | 0 | [13 empty] | 244 | 194 | 141 | 244 | 244 | 1c | 0 | 0 | 244 | 2.10E+11 | 8.08E+10 | 7850 | 0.8 | 0.015 | 244 | 2.10E+11 | 8.08E+10 | 1 | 0.8 | 0.015
17 | 245 | 43.85 | 0 | 0 | 0 |  |  | 123.1 | 121 | 1 | 20 | Floater | No | 0 | 6.158e-05 | 0 | 0 | 1553000000 | 1553000000 | 2488000000 | 2488000000 | 0 | 0 | 1195000000 | 1.479e-05 | 12930000000 | 0.65 | N/A | Yes | BEM | Hydrodynamics | (with | Morison | drag) | 0 | 0 | 0 | 245 | 0 | 0 | 43.85 | 1 | 0 | 0 | 0 | 0 | 123 | 121 | 122 | 123 | 123 | 1c | 0 | 123 | 2.10E+11 | 8.08E+10 | 7850 | 1 | 0.02 | 245 | 89 | 195 | 245 | 245 | 1c | 0 | 0 | 245 | 2.10E+11 | 8.08E+10 | 7850 | 0.8 | 0.015 | 245 | 2.10E+11 | 8.08E+10 | 1 | 0.8 | 0.015
18 | 246 | 46.4 | 0 | 0 | 0 |  |  | 123.2 | 122 | 1 | 20 | Floater | No | 0 | 6.158e-05 | 0 | 0 | 1553000000 | 1553000000 | 2488000000 | 2488000000 | 0 | 0 | 1195000000 | 1.479e-05 | 12930000000 | 0.65 | N/A | Yes | BEM | Hydrodynamics | (with | Morison | drag) | 0 | 0 | 0 | 246 | 0 | 0 | 46.4 | 1 | 0 | 0 | 0 | 0 | [13 empty] | 246 | 195 | 196 | 246 | 246 | 1c | 0 | 0 | 246 | 2.10E+11 | 8.08E+10 | 7850 | 0.8 | 0.015 | 246 | 2.10E+11 | 8.08E+10 | 1 | 0.8 | 0.015
19 | 247 | 48.95 | 0 | 0 | 0 |  |  | 124.1 | 122 | 1 | 20 | Floater | No | 0 | 6.158e-05 | 0 | 0 | 1553000000 | 1553000000 | 2488000000 | 2488000000 | 0 | 0 | 1195000000 | 1.479e-05 | 12930000000 | 0.65 | N/A | Yes | BEM | Hydrodynamics | (with | Morison | drag) | 0 | 0 | 0 | 247 | 0 | 0 | 48.95 | 1 | 0 | 0 | 0 | 0 | 124 | 122 | 123 | 124 | 124 | 1c | 0 | 124 | 2.10E+11 | 8.08E+10 | 7850 | 1 | 0.02 | 247 | 196 | 152 | 247 | 247 | 1c | 0 | 0 | 247 | 2.10E+11 | 8.08E+10 | 7850 | 0.8 | 0.015 | 247 | 2.10E+11 | 8.08E+10 | 1 | 0.8 | 0.015
20 | 248 | 51.5 | 0 | 0 | 0 |  |  | 124.2 | 123 | 1 | 20 | Floater | No | 0 | 6.158e-05 | 0 | 0 | 1553000000 | 1553000000 | 2488000000 | 2488000000 | 0 | 0 | 1195000000 | 1.479e-05 | 12930000000 | 0.65 | N/A | Yes | BEM | Hydrodynamics | (with | Morison | drag) | 0 | 0 | 0 | 248 | 0 | 0 | 51.5 | 1 | 0 | 0 | 0 | 0 | [13 empty] | 248 | 97 | 197 | 248 | 248 | 1c | 0 | 0 | 248 | 2.10E+11 | 8.08E+10 | 7850 | 0.8 | 0.015 | 248 | 2.10E+11 | 8.08E+10 | 1 | 0.8 | 0.015
21 | 249 | 54 | 0 | 0 | 3146.1 |  |  | 125.1 | 123 | 1 | 20 | Floater | No | 0 | 6.158e-05 | 0 | 0 | 1553000000 | 1553000000 | 2488000000 | 2488000000 | 0 | 0 | 1195000000 | 1.479e-05 | 12930000000 | 0.65 | N/A | Yes | BEM | Hydrodynamics | (with | Morison | drag) | 0 | 0 | 0 | 249 | 0 | 0 | 54 | 1 | 0 | 0 | 0 | 0 | 125 | 123 | 124 | 125 | 125 | 1c | 0 | 125 | 2.10E+11 | 8.08E+10 | 7850 | 1 | 0.02 | 249 | 197 | 198 | 249 | 249 | 1c | 0 | 0 | 249 | 2.10E+11 | 8.08E+10 | 7850 | 0.8 | 0.015 | 249 | 2.10E+11 | 8.08E+10 | 1 | 0.8 | 0.015
22 | 250 | 54.225 | 0 | 0 | 3146.1 |  |  | 125.2 | 124 | 1 | 20 | Floater | No | 0 | 6.158e-05 | 0 | 0 | 1553000000 | 1553000000 | 2488000000 | 2488000000 | 0 | 0 | 1195000000 | 1.479e-05 | 12930000000 | 0.65 | N/A | Yes | BEM | Hydrodynamics | (with | Morison | drag) | 0 | 0 | 0 | 250 | 0 | 0 | 54.225 | 1 | 0 | 0 | 0 | 0 | [13 empty] | 250 | 198 | 154 | 250 | 250 | 1c | 0 | 0 | 250 | 2.10E+11 | 8.08E+10 | 7850 | 0.8 | 0.015 | 250 | 2.10E+11 | 8.08E+10 | 1 | 0.8 | 0.015
23 | 251 | 54.45 | 0 | 0 | 0 |  |  | 126.1 | 124 | 1 | 20 | Floater | No | 0 | 6.158e-05 | 0 | 0 | 1553000000 | 1553000000 | 2488000000 | 2488000000 | 0 | 0 | 1195000000 | 1.479e-05 | 12930000000 | 0.65 | N/A | Yes | BEM | Hydrodynamics | (with | Morison | drag) | 0 | 0 | 0 | 251 | 0 | 0 | 54.45 | 1 | 0 | 0 | 0 | 0 | 126 | 124 | 125 | 126 | 126 | 1c | 0 | 126 | 2.10E+11 | 8.08E+10 | 7850 | 1 | 0.02 | 251 | 62 | 199 | 251 | 251 | 1c | 0 | 0 | 251 | 2.10E+11 | 8.08E+10 | 7850 | 0.5 | 0.01 | 251 | 2.10E+11 | 8.08E+10 | 1 | 0.5 | 0.01
24 | 252 | 56.95 | 0 | 0 | 0 |  |  | 126.2 | 125 | 1 | 20 | Floater | No | 0 | 6.158e-05 | 0 | 0 | 1553000000 | 1553000000 | 2488000000 | 2488000000 | 0 | 0 | 1195000000 | 1.479e-05 | 12930000000 | 0.65 | N/A | Yes | BEM | Hydrodynamics | (with | Morison | drag) | 0 | 0 | 0 | 252 | 0 | 0 | 56.95 | 1 | 0 | 0 | 0 | 0 | [13 empty] | 252 | 199 | 200 | 252 | 252 | 1c | 0 | 0 | 252 | 2.10E+11 | 8.08E+10 | 7850 | 0.5 | 0.01 | 252 | 2.10E+11 | 8.08E+10 | 1 | 0.5 | 0.01
25 | 253 | 59.5 | 0 | 0 | 0 |  |  | 127.1 | 125 | 1 | 20 | Floater | No | 0 | 6.158e-05 | 0 | 0 | 1553000000 | 1553000000 | 2488000000 | 2488000000 | 0 | 0 | 1195000000 | 1.479e-05 | 12930000000 | 0.65 | N/A | Yes | BEM | Hydrodynamics | (with | Morison | drag) | 0 | 0 | 0 | 253 | 0 | 0 | 59.5 | 1 | 0 | 0 | 0 | 0 | 127 | 125 | 126 | 127 | 127 | 1c | 0 | 127 | 2.10E+11 | 8.08E+10 | 7850 | 1 | 0.02 | 253 | 200 | 122 | 253 | 253 | 1c | 0 | 0 | 253 | 2.10E+11 | 8.08E+10 | 7850 | 0.5 | 0.01 | 253 | 2.10E+11 | 8.08E+10 | 1 | 0.5 | 0.01
26 | 254 | 62.05 | 0 | 0 | 0 |  |  | 127.2 | 126 | 1 | 20 | Floater | No | 0 | 6.158e-05 | 0 | 0 | 1553000000 | 1553000000 | 2488000000 | 2488000000 | 0 | 0 | 1195000000 | 1.479e-05 | 12930000000 | 0.65 | N/A | Yes | BEM | Hydrodynamics | (with | Morison | drag) | 0 | 0 | 0 | 254 | 0 | 0 | 62.05 | 1 | 0 | 0 | 0 | 0 | [13 empty] | 254 | 67 | 201 | 254 | 254 | 1c | 0 | 0 | 254 | 2.10E+11 | 8.08E+10 | 7850 | 0.5 | 0.01 | 254 | 2.10E+11 | 8.08E+10 | 1 | 0.5 | 0.01
27 | 255 | 64.6 | 0 | 0 | 0 |  |  | 128.1 | 126 | 1 | 20 | Floater | No | 0 | 6.158e-05 | 0 | 0 | 1553000000 | 1553000000 | 2488000000 | 2488000000 | 0 | 0 | 1195000000 | 1.479e-05 | 12930000000 | 0.65 | N/A | Yes | BEM | Hydrodynamics | (with | Morison | drag) | 0 | 0 | 0 | 255 | 0 | 0 | 64.6 | 1 | 0 | 0 | 0 | 0 | 128 | 126 | 127 | 128 | 128 | 1c | 0 | 128 | 2.10E+11 | 8.08E+10 | 7850 | 1 | 0.02 | 255 | 201 | 202 | 255 | 255 | 1c | 0 | 0 | 255 | 2.10E+11 | 8.08E+10 | 7850 | 0.5 | 0.01 | 255 | 2.10E+11 | 8.08E+10 | 1 | 0.5 | 0.01
28 | 256 | 67.15 | 0 | 0 | 0 |  |  | 128.2 | 127 | 1 | 20 | Floater | No | 0 | 6.158e-05 | 0 | 0 | 1553000000 | 1553000000 | 2488000000 | 2488000000 | 0 | 0 | 1195000000 | 1.479e-05 | 12930000000 | 0.65 | N/A | Yes | BEM | Hydrodynamics | (with | Morison | drag) | 0 | 0 | 0 | 256 | 0 | 0 | 67.15 | 1 | 0 | 0 | 0 | 0 | [13 empty] | 256 | 202 | 127 | 256 | 256 | 1c | 0 | 0 | 256 | 2.10E+11 | 8.08E+10 | 7850 | 0.5 | 0.01 | 256 | 2.10E+11 | 8.08E+10 | 1 | 0.5 | 0.01
29 | 257 | 69.7 | 0 | 0 | 0 |  |  | 129.1 | 127 | 1 | 20 | Floater | No | 0 | 6.158e-05 | 0 | 0 | 1553000000 | 1553000000 | 2488000000 | 2488000000 | 0 | 0 | 1195000000 | 1.479e-05 | 12930000000 | 0.65 | N/A | Yes | BEM | Hydrodynamics | (with | Morison | drag) | 0 | 0 | 0 | 257 | 0 | 0 | 69.7 | 1 | 0 | 0 | 0 | 0 | 129 | 127 | 128 | 129 | 129 | 1c | 0 | 129 | 2.10E+11 | 8.08E+10 | 7850 | 1 | 0.02 | 257 | 72 | 203 | 257 | 257 | 1c | 0 | 0 | 257 | 2.10E+11 | 8.08E+10 | 7850 | 0.5 | 0.01 | 257 | 2.10E+11 | 8.08E+10 | 1 | 0.5 | 0.01
30 | 258 | 72.25 | 0 | 0 | 0 |  |  | 129.2 | 128 | 1 | 20 | Floater | No | 0 | 6.158e-05 | 0 | 0 | 1553000000 | 1553000000 | 2488000000 | 2488000000 | 0 | 0 | 1195000000 | 1.479e-05 | 12930000000 | 0.65 | N/A | Yes | BEM | Hydrodynamics | (with | Morison | drag) | 0 | 0 | 0 | 258 | 0 | 0 | 72.25 | 1 | 0 | 0 | 0 | 0 | [13 empty] | 258 | 203 | 204 | 258 | 258 | 1c | 0 | 0 | 258 | 2.10E+11 | 8.08E+10 | 7850 | 0.5 | 0.01 | 258 | 2.10E+11 | 8.08E+10 | 1 | 0.5 | 0.01
31 | 259 | 74.8 | 0 | 0 | 0 |  |  | 130.1 | 128 | 1 | 20 | Floater | No | 0 | 6.158e-05 | 0 | 0 | 1553000000 | 1553000000 | 2488000000 | 2488000000 | 0 | 0 | 1195000000 | 1.479e-05 | 12930000000 | 0.65 | N/A | Yes | BEM | Hydrodynamics | (with | Morison | drag) | 0 | 0 | 0 | 259 | 0 | 0 | 74.8 | 1 | 0 | 0 | 0 | 0 | 130 | 128 | 129 | 130 | 130 | 1c | 0 | 130 | 2.10E+11 | 8.08E+10 | 7850 | 1 | 0.02 | 259 | 204 | 132 | 259 | 259 | 1c | 0 | 0 | 259 | 2.10E+11 | 8.08E+10 | 7850 | 0.5 | 0.015 | 259 | 2.10E+11 | 8.08E+10 | 1 | 0.5 | 0.015
32 | 260 | 77.35 | 0 | 0 | 0 |  |  | 130.2 | 129 | 1 | 20 | Floater | No | 0 | 6.158e-05 | 0 | 0 | 1553000000 | 1553000000 | 2488000000 | 2488000000 | 0 | 0 | 1195000000 | 1.479e-05 | 12930000000 | 0.65 | N/A | Yes | BEM | Hydrodynamics | (with | Morison | drag) | 0 | 0 | 0 | 260 | 0 | 0 | 77.35 | 1 | 0 | 0 | 0 | 0 | [13 empty] | 260 | 75 | 205 | 260 | 260 | 1c | 0 | 0 | 260 | 2.10E+11 | 8.08E+10 | 7850 | 0.5 | 0.01 | 260 | 2.10E+11 | 8.08E+10 | 1 | 0.5 | 0.01
33 | 261 | 79.9 | 0 | 0 | 0 |  |  | 131.1 | 129 | 1 | 20 | Floater | No | 0 | 6.158e-05 | 0 | 0 | 1553000000 | 1553000000 | 2488000000 | 2488000000 | 0 | 0 | 1195000000 | 1.479e-05 | 12930000000 | 0.65 | N/A | Yes | BEM | Hydrodynamics | (with | Morison | drag) | 0 | 0 | 0 | 261 | 0 | 0 | 79.9 | 1 | 0 | 0 | 0 | 0 | 131 | 129 | 130 | 131 | 131 | 1c | 0 | 131 | 2.10E+11 | 8.08E+10 | 7850 | 1 | 0.02 | 261 | 205 | 206 | 261 | 261 | 1c | 0 | 0 | 261 | 2.10E+11 | 8.08E+10 | 7850 | 0.5 | 0.01 | 261 | 2.10E+11 | 8.08E+10 | 1 | 0.5 | 0.01
34 | 262 | 82.226 | 0 | 0 | 0 |  |  | 131.2 | 130 | 1 | 20 | Floater | No | 0 | 6.158e-05 | 0 | 0 | 1553000000 | 1553000000 | 2488000000 | 2488000000 | 0 | 0 | 1195000000 | 1.479e-05 | 12930000000 | 0.65 | N/A | Yes | BEM | Hydrodynamics | (with | Morison | drag) | 0 | 0 | 0 | 262 | 0 | 0 | 82.226 | 1 | 0 | 0 | 0 | 0 | [13 empty] | 262 | 206 | 135 | 262 | 262 | 1c | 0 | 0 | 262 | 2.10E+11 | 8.08E+10 | 7850 | 0.5 | 0.01 | 262 | 2.10E+11 | 8.08E+10 | 1 | 0.5 | 0.01
35 | 263 | 84.552 | 0 | 0 | 0 |  |  | 132.1 | 130 | 1 | 20 | Floater | No | 0 | 6.158e-05 | 0 | 0 | 1553000000 | 1553000000 | 2488000000 | 2488000000 | 0 | 0 | 1195000000 | 1.479e-05 | 12930000000 | 0.65 | N/A | Yes | BEM | Hydrodynamics | (with | Morison | drag) | 0 | 0 | 0 | 263 | 0 | 0 | 84.552 | 1 | 0 | 0 | 0 | 0 | 132 | 130 | 131 | 132 | 132 | 1c | 0 | 132 | 2.10E+11 | 8.08E+10 | 7850 | 1 | 0.02 | 263 | 80 | 207 | 263 | 263 | 1c | 0 | 0 | 263 | 2.10E+11 | 8.08E+10 | 7850 | 0.5 | 0.01 | 263 | 2.10E+11 | 8.08E+10 | 1 | 0.5 | 0.01
36 | 264 | 84.777 | 0 | 0 | 1529.4 |  |  | 132.2 | 131 | 1 | 20 | Floater | No | 0 | 6.158e-05 | 0 | 0 | 1553000000 | 1553000000 | 2488000000 | 2488000000 | 0 | 0 | 1195000000 | 1.479e-05 | 12930000000 | 0.65 | N/A | Yes | BEM | Hydrodynamics | (with | Morison | drag) | 0 | 0 | 0 | 264 | 0 | 0 | 84.777 | 1 | 0 | 0 | 0 | 0 | [13 empty] | 264 | 207 | 208 | 264 | 264 | 1c | 0 | 0 | 264 | 2.10E+11 | 8.08E+10 | 7850 | 0.5 | 0.01 | 264 | 2.10E+11 | 8.08E+10 | 1 | 0.5 | 0.01
| 265 | 5.04 | 9.94 | 17.217 | 0 |  |  | 133.1 | 131 | 1 | 20 | Floater | No | 0 | 6.158e-05 | 0 | 0 | 1553000000 | 1553000000 | 2488000000 | 2488000000 | 0 | 0 | 1195000000 | 1.479e-05 | 12930000000 | 0.65 | N/A | Yes | BEM | Hydrodynamics | (with | Morison | drag) | 0 | 0 | 0 | 265 | 9.94 | 17.217 | 5.04 | 1 | 0 | 0 | 0 | 0 | 133 | 131 | 132 | 133 | 133 | 1c | 0 | 133 | 2.10E+11 | 8.08E+10 | 7850 | 1 | 0.02 | 265 | 208 | 140 | 265 | 265 | 1c | 0 | 0 | 265 | 2.10E+11 | 8.08E+10 | 7850 | 0.5 | 0.01 | 265 | 2.10E+11 | 8.08E+10 | 1 | 0.5 | 0.01
| 266 | -8.76 | 9.94 | 17.217 | 0 |  |  | 133.2 | 132 | 1 | 20 | Floater | No | 0 | 6.158e-05 | 0 | 0 | 1553000000 | 1553000000 | 2488000000 | 2488000000 | 0 | 0 | 1195000000 | 1.479e-05 | 12930000000 | 0.65 | N/A | Yes | BEM | Hydrodynamics | (with | Morison | drag) | 0 | 0 | 0 | 266 | 9.94 | 17.217 | -8.76 | 1 | 0 | 0 | 0 | 0 | [13 empty] | 266 | 85 | 209 | 266 | 266 | 1c | 0 | 0 | 266 | 2.10E+11 | 8.08E+10 | 7850 | 0.5 | 0.01 | 266 | 2.10E+11 | 8.08E+10 | 1 | 0.5 | 0.01
| 267 | 5.04 | -19.881 | 0 | 0 |  |  | 134.1 | 132 | 1 | 20 | Floater | No | 0 | 6.158e-05 | 0 | 0 | 1553000000 | 1553000000 | 2488000000 | 2488000000 | 0 | 0 | 1195000000 | 1.479e-05 | 12930000000 | 0.65 | N/A | Yes | BEM | Hydrodynamics | (with | Morison | drag) | 0 | 0 | 0 | 267 | -19.881 | 0 | 5.04 | 1 | 0 | 0 | 0 | 0 | 134 | 132 | 133 | 134 | 134 | 1c | 0 | 134 | 2.10E+11 | 8.08E+10 | 7850 | 1 | 0.02 | 267 | 209 | 210 | 267 | 267 | 1c | 0 | 0 | 267 | 2.10E+11 | 8.08E+10 | 7850 | 0.5 | 0.01 | 267 | 2.10E+11 | 8.08E+10 | 1 | 0.5 | 0.01
| 268 | -8.76 | -19.881 | 0 | 0 |  |  | 134.2 | 133 | 1 | 20 | Floater | No | 0 | 6.158e-05 | 0 | 0 | 1553000000 | 1553000000 | 2488000000 | 2488000000 | 0 | 0 | 1195000000 | 1.479e-05 | 12930000000 | 0.65 | N/A | Yes | BEM | Hydrodynamics | (with | Morison | drag) | 0 | 0 | 0 | 268 | -19.881 | 0 | -8.76 | 1 | 0 | 0 | 0 | 0 | [13 empty] | 268 | 210 | 145 | 268 | 268 | 1c | 0 | 0 | 268 | 2.10E+11 | 8.08E+10 | 7850 | 0.5 | 0.01 | 268 | 2.10E+11 | 8.08E+10 | 1 | 0.5 | 0.01
| 269 | 5.04 | 9.94 | -17.217 | 0 |  |  | 135.1 | 133 | 1 | 20 | Floater | No | 0 | 6.158e-05 | 0 | 0 | 1553000000 | 1553000000 | 2488000000 | 2488000000 | 0 | 0 | 1195000000 | 1.479e-05 | 12930000000 | 0.65 | N/A | Yes | BEM | Hydrodynamics | (with | Morison | drag) | 0 | 0 | 0 | 269 | 9.94 | -17.217 | 5.04 | 1 | 0 | 0 | 0 | 0 | 135 | 133 | 32 | 135 | 135 | 1c | 0 | 135 | 2.10E+11 | 8.08E+10 | 7850 | 1 | 0.02 | 269 | 88 | 211 | 269 | 269 | 1c | 0 | 0 | 269 | 2.10E+11 | 8.08E+10 | 7850 | 0.5 | 0.01 | 269 | 2.10E+11 | 8.08E+10 | 1 | 0.5 | 0.01
| 270 | -8.76 | 9.94 | -17.217 | 0 |  |  | 135.2 | 32 | 1 | 20 | Floater | No | 0 | 6.158e-05 | 0 | 0 | 1553000000 | 1553000000 | 2488000000 | 2488000000 | 0 | 0 | 1195000000 | 1.479e-05 | 12930000000 | 0.65 | N/A | Yes | BEM | Hydrodynamics | (with | Morison | drag) | 0 | 0 | 0 | 270 | 9.94 | -17.217 | -8.76 | 1 | 0 | 0 | 0 | 0 | [13 empty] | 270 | 211 | 212 | 270 | 270 | 1c | 0 | 0 | 270 | 2.10E+11 | 8.08E+10 | 7850 | 0.5 | 0.01 | 270 | 2.10E+11 | 8.08E+10 | 1 | 0.5 | 0.01
| 271 | 8.5 | 1.97 | 3.412 | 0 |  |  | 136.1 | 47 | 1 | 20 | Floater | No | 0 | 6.158e-05 | 0 | 0 | 1553000000 | 1553000000 | 2488000000 | 2488000000 | 0 | 0 | 1195000000 | 1.479e-05 | 12930000000 | 0.65 | N/A | Yes | BEM | Hydrodynamics | (with | Morison | drag) | 0 | 0 | 0 | 271 | 1.97 | 3.412 | 8.5 | 1 | 0 | 0 | 0 | 0 | 136 | 47 | 147 | 136 | 136 | 1c | 0 | 136 | 2.10E+11 | 8.08E+10 | 7850 | 1 | 0.02 | 271 | 212 | 148 | 271 | 271 | 1c | 0 | 0 | 271 | 2.10E+11 | 8.08E+10 | 7850 | 0.5 | 0.01 | 271 | 2.10E+11 | 8.08E+10 | 1 | 0.5 | 0.01
| 272 | 8.5 | -3.94 | 0 | 0 |  |  | 136.2 | 147 | 1 | 20 | Floater | No | 0 | 6.158e-05 | 0 | 0 | 1553000000 | 1553000000 | 2488000000 | 2488000000 | 0 | 0 | 1195000000 | 1.479e-05 | 12930000000 | 0.65 | N/A | Yes | BEM | Hydrodynamics | (with | Morison | drag) | 0 | 0 | 0 | 272 | -3.94 | 0 | 8.5 | 1 | 0 | 0 | 0 | 0 | [13 empty] | 272 | 93 | 213 | 272 | 272 | 1c | 0 | 0 | 272 | 2.10E+11 | 8.08E+10 | 7850 | 0.5 | 0.01 | 272 | 2.10E+11 | 8.08E+10 | 1 | 0.5 | 0.01
| 273 | 8.5 | 1.97 | -3.412 | 0 |  |  | 137.1 | 147 | 1 | 20 | Floater | No | 0 | 6.158e-05 | 0 | 0 | 1553000000 | 1553000000 | 2488000000 | 2488000000 | 0 | 0 | 1195000000 | 1.479e-05 | 12930000000 | 0.65 | N/A | Yes | BEM | Hydrodynamics | (with | Morison | drag) | 0 | 0 | 0 | 273 | 1.97 | -3.412 | 8.5 | 1 | 0 | 0 | 0 | 0 | 137 | 147 | 148 | 137 | 137 | 1c | 0 | 137 | 2.10E+11 | 8.08E+10 | 7850 | 1 | 0.02 | 273 | 213 | 214 | 273 | 273 | 1c | 0 | 0 | 273 | 2.10E+11 | 8.08E+10 | 7850 | 0.5 | 0.01 | 273 | 2.10E+11 | 8.08E+10 | 1 | 0.5 | 0.01
| 274 | -11.5 | 9.94 | 17.217 | 0 |  |  | 137.2 | 148 | 1 | 20 | Floater | No | 0 | 6.158e-05 | 0 | 0 | 1553000000 | 1553000000 | 2488000000 | 2488000000 | 0 | 0 | 1195000000 | 1.479e-05 | 12930000000 | 0.65 | N/A | Yes | BEM | Hydrodynamics | (with | Morison | drag) | 0 | 0 | 0 | 274 | 9.94 | 17.217 | -11.5 | 1 | 0 | 0 | 0 | 0 | [13 empty] | 274 | 214 | 153 | 274 | 274 | 1c | 0 | 0 | 274 | 2.10E+11 | 8.08E+10 | 7850 | 0.5 | 0.01 | 274 | 2.10E+11 | 8.08E+10 | 1 | 0.5 | 0.01
| 275 | -11.5 | -19.881 | 0 | 0 |  |  | 138.1 | 148 | 1 | 20 | Floater | No | 0 | 6.158e-05 | 0 | 0 | 1553000000 | 1553000000 | 2488000000 | 2488000000 | 0 | 0 | 1195000000 | 1.479e-05 | 12930000000 | 0.65 | N/A | Yes | BEM | Hydrodynamics | (with | Morison | drag) | 0 | 0 | 0 | 275 | -19.881 | 0 | -11.5 | 1 | 0 | 0 | 0 | 0 | 138 | 148 | 149 | 138 | 138 | 1c | 0 | 138 | 2.10E+11 | 8.08E+10 | 7850 | 1 | 0.02 | 275 | 98 | 215 | 275 | 275 | 1c | 0 | 0 | 275 | 2.10E+11 | 8.08E+10 | 7850 | 0.5 | 0.01 | 275 | 2.10E+11 | 8.08E+10 | 1 | 0.5 | 0.01
| 276 | -11.5 | 9.94 | -17.217 | 0 |  |  | 138.2 | 149 | 1 | 20 | Floater | No | 0 | 6.158e-05 | 0 | 0 | 1553000000 | 1553000000 | 2488000000 | 2488000000 | 0 | 0 | 1195000000 | 1.479e-05 | 12930000000 | 0.65 | N/A | Yes | BEM | Hydrodynamics | (with | Morison | drag) | 0 | 0 | 0 | 276 | 9.94 | -17.217 | -11.5 | 1 | 0 | 0 | 0 | 0 | [13 empty] | 276 | 215 | 216 | 276 | 276 | 1c | 0 | 0 | 276 | 2.10E+11 | 8.08E+10 | 7850 | 0.5 | 0.01 | 276 | 2.10E+11 | 8.08E+10 | 1 | 0.5 | 0.01
| 277 | -7.16 | -19.881 | 0 | 0 |  |  | 139.1 | 149 | 1 | 20 | Floater | No | 0 | 6.158e-05 | 0 | 0 | 1553000000 | 1553000000 | 2488000000 | 2488000000 | 0 | 0 | 1195000000 | 1.479e-05 | 12930000000 | 0.65 | N/A | Yes | BEM | Hydrodynamics | (with | Morison | drag) | 0 | 0 | 0 | 277 | -19.881 | 0 | -7.16 | 1 | 0 | 0 | 0 | 0 | 139 | 149 | 150 | 139 | 139 | 1c | 0 | 139 | 2.10E+11 | 8.08E+10 | 7850 | 1 | 0.02 | 277 | 216 | 158 | 277 | 277 | 1c | 0 | 0 | 277 | 2.10E+11 | 8.08E+10 | 7850 | 0.5 | 0.01 | 277 | 2.10E+11 | 8.08E+10 | 1 | 0.5 | 0.01
| 278 | -7.16 | 9.94 | 17.217 | 0 |  |  | 139.2 | 150 | 1 | 20 | Floater | No | 0 | 6.158e-05 | 0 | 0 | 1553000000 | 1553000000 | 2488000000 | 2488000000 | 0 | 0 | 1195000000 | 1.479e-05 | 12930000000 | 0.65 | N/A | Yes | BEM | Hydrodynamics | (with | Morison | drag) | 0 | 0 | 0 | 278 | 9.94 | 17.217 | -7.16 | 1 | 0 | 0 | 0 | 0 | [13 empty] | 278 | 271 | 217 | 278 | 278 | 1c | 0 | 0 | 278 | 2.10E+11 | 8.08E+10 | 7850 | 1.3 | 0.01 | 278 | 2.10E+11 | 8.08E+10 | 1 | 1.3 | 0.01
| 279 | -7.16 | 9.94 | -17.217 | 0 |  |  | 140.1 | 150 | 1 | 20 | Floater | No | 0 | 6.158e-05 | 0 | 0 | 1553000000 | 1553000000 | 2488000000 | 2488000000 | 0 | 0 | 1195000000 | 1.479e-05 | 12930000000 | 0.65 | N/A | Yes | BEM | Hydrodynamics | (with | Morison | drag) | 0 | 0 | 0 | 279 | 9.94 | -17.217 | -7.16 | 1 | 0 | 0 | 0 | 0 | 140 | 150 | 151 | 140 | 140 | 1c | 0 | 140 | 2.10E+11 | 8.08E+10 | 7850 | 1 | 0.02 | 279 | 217 | 284 | 279 | 279 | 1c | 0 | 0 | 279 | 2.10E+11 | 8.08E+10 | 7850 | 1.3 | 0.01 | 279 | 2.10E+11 | 8.08E+10 | 1 | 1.3 | 0.01
| 280 | 4 | 1.97 | -3.412 | 0 |  |  | 140.2 | 151 | 1 | 20 | Floater | No | 0 | 6.158e-05 | 0 | 0 | 1553000000 | 1553000000 | 2488000000 | 2488000000 | 0 | 0 | 1195000000 | 1.479e-05 | 12930000000 | 0.65 | N/A | Yes | BEM | Hydrodynamics | (with | Morison | drag) | 0 | 0 | 0 | 280 | 1.97 | -3.412 | 4 | 1 | 0 | 0 | 0 | 0 | [13 empty] | 280 | 218 | 165 | 280 | 280 | 1c | 0 | 0 | 280 | 2.10E+11 | 8.08E+10 | 7850 | 1.3 | 0.01 | 280 | 2.10E+11 | 8.08E+10 | 1 | 1.3 | 0.01
| 281 | -9.45 | 1.97 | -3.412 | 0 |  |  | 141.1 | 151 | 1 | 20 | Floater | No | 0 | 6.158e-05 | 0 | 0 | 1553000000 | 1553000000 | 2488000000 | 2488000000 | 0 | 0 | 1195000000 | 1.479e-05 | 12930000000 | 0.65 | N/A | Yes | BEM | Hydrodynamics | (with | Morison | drag) | 0 | 0 | 0 | 281 | 1.97 | -3.412 | -9.45 | 1 | 0 | 0 | 0 | 0 | 141 | 151 | 152 | 141 | 141 | 1c | 0 | 141 | 2.10E+11 | 8.08E+10 | 7850 | 1 | 0.02 | 281 | 272 | 219 | 281 | 281 | 1c | 0 | 0 | 281 | 2.10E+11 | 8.08E+10 | 7850 | 1.3 | 0.01 | 281 | 2.10E+11 | 8.08E+10 | 1 | 1.3 | 0.01
| 282 | 4 | -3.94 | 0 | 0 |  |  | 141.2 | 152 | 1 | 20 | Floater | No | 0 | 6.158e-05 | 0 | 0 | 1553000000 | 1553000000 | 2488000000 | 2488000000 | 0 | 0 | 1195000000 | 1.479e-05 | 12930000000 | 0.65 | N/A | Yes | BEM | Hydrodynamics | (with | Morison | drag) | 0 | 0 | 0 | 282 | -3.94 | 0 | 4 | 1 | 0 | 0 | 0 | 0 | [13 empty] | 282 | 219 | 282 | 282 | 282 | 1c | 0 | 0 | 282 | 2.10E+11 | 8.08E+10 | 7850 | 1.3 | 0.01 | 282 | 2.10E+11 | 8.08E+10 | 1 | 1.3 | 0.01
| 283 | -9.45 | -3.94 | 0 | 0 |  |  | 142.1 | 152 | 1 | 20 | Floater | No | 0 | 6.158e-05 | 0 | 0 | 1553000000 | 1553000000 | 2488000000 | 2488000000 | 0 | 0 | 1195000000 | 1.479e-05 | 12930000000 | 0.65 | N/A | Yes | BEM | Hydrodynamics | (with | Morison | drag) | 0 | 0 | 0 | 283 | -3.94 | 0 | -9.45 | 1 | 0 | 0 | 0 | 0 | 142 | 152 | 153 | 142 | 142 | 1c | 0 | 142 | 2.10E+11 | 8.08E+10 | 7850 | 1 | 0.02 | 283 | 220 | 168 | 283 | 283 | 1c | 0 | 0 | 283 | 2.10E+11 | 8.08E+10 | 7850 | 1.3 | 0.01 | 283 | 2.10E+11 | 8.08E+10 | 1 | 1.3 | 0.01
| 284 | 4 | 1.97 | 3.412 | 0 |  |  | 142.2 | 153 | 1 | 20 | Floater | No | 0 | 6.158e-05 | 0 | 0 | 1553000000 | 1553000000 | 2488000000 | 2488000000 | 0 | 0 | 1195000000 | 1.479e-05 | 12930000000 | 0.65 | N/A | Yes | BEM | Hydrodynamics | (with | Morison | drag) | 0 | 0 | 0 | 284 | 1.97 | 3.412 | 4 | 1 | 0 | 0 | 0 | 0 | [13 empty] | 284 | 273 | 221 | 284 | 284 | 1c | 0 | 0 | 284 | 2.10E+11 | 8.08E+10 | 7850 | 1.3 | 0.01 | 284 | 2.10E+11 | 8.08E+10 | 1 | 1.3 | 0.01
| 285 | -9.45 | 1.97 | 3.412 | 0 |  |  | 143.1 | 153 | 1 | 20 | Floater | No | 0 | 6.158e-05 | 0 | 0 | 1553000000 | 1553000000 | 2488000000 | 2488000000 | 0 | 0 | 1195000000 | 1.479e-05 | 12930000000 | 0.65 | N/A | Yes | BEM | Hydrodynamics | (with | Morison | drag) | 0 | 0 | 0 | 285 | 1.97 | 3.412 | -9.45 | 1 | 0 | 0 | 0 | 0 | 143 | 153 | 154 | 143 | 143 | 1c | 0 | 143 | 2.10E+11 | 8.08E+10 | 7850 | 1 | 0.02 | 285 | 221 | 280 | 285 | 285 | 1c | 0 | 0 | 285 | 2.10E+11 | 8.08E+10 | 7850 | 1.3 | 0.01 | 285 | 2.10E+11 | 8.08E+10 | 1 | 1.3 | 0.01
[8 empty] | 143.2 | 154 | 1 | 20 | Floater | No | 0 | 6.158e-05 | 0 | 0 | 1553000000 | 1553000000 | 2488000000 | 2488000000 | 0 | 0 | 1195000000 | 1.479e-05 | 12930000000 | 0.65 | N/A | Yes | BEM | Hydrodynamics | (with | Morison | drag) | 0 | 0 | 0 | [22 empty] | 286 | 222 | 175 | 286 | 286 | 1c | 0 | 0 | 286 | 2.10E+11 | 8.08E+10 | 7850 | 1.3 | 0.01 | 286 | 2.10E+11 | 8.08E+10 | 1 | 1.3 | 0.01
[8 empty] | 144.1 | 154 | 1 | 20 | Floater | No | 0 | 6.158e-05 | 0 | 0 | 1553000000 | 1553000000 | 2488000000 | 2488000000 | 0 | 0 | 1195000000 | 1.479e-05 | 12930000000 | 0.65 | N/A | Yes | BEM | Hydrodynamics | (with | Morison | drag) | 0 | 0 | 0 | [9 empty] | 144 | 154 | 155 | 144 | 144 | 1c | 0 | 144 | 2.10E+11 | 8.08E+10 | 7850 | 1 | 0.02 | 287 | 101 | 265 | 287 | 287 | 1c | 0 | 0 | 287 | 2.10E+11 | 8.08E+10 | 7850 | 0.5 | 0.01 | 287 | 2.10E+11 | 8.08E+10 | 1 | 0.5 | 0.01
[8 empty] | 144.2 | 155 | 1 | 20 | Floater | No | 0 | 6.158e-05 | 0 | 0 | 1553000000 | 1553000000 | 2488000000 | 2488000000 | 0 | 0 | 1195000000 | 1.479e-05 | 12930000000 | 0.65 | N/A | Yes | BEM | Hydrodynamics | (with | Morison | drag) | 0 | 0 | 0 | [22 empty] | 288 | 265 | 278 | 288 | 288 | 1c | 0 | 0 | 288 | 2.10E+11 | 8.08E+10 | 7850 | 0.5 | 0.01 | 288 | 2.10E+11 | 8.08E+10 | 1 | 0.5 | 0.01
[8 empty] | 145.1 | 155 | 1 | 20 | Floater | No | 0 | 6.158e-05 | 0 | 0 | 1553000000 | 1553000000 | 2488000000 | 2488000000 | 0 | 0 | 1195000000 | 1.479e-05 | 12930000000 | 0.65 | N/A | Yes | BEM | Hydrodynamics | (with | Morison | drag) | 0 | 0 | 0 | [9 empty] | 145 | 155 | 156 | 145 | 145 | 1c | 0 | 145 | 2.10E+11 | 8.08E+10 | 7850 | 1 | 0.02 | 289 | 266 | 274 | 289 | 289 | 1c | 0 | 0 | 289 | 2.10E+11 | 8.08E+10 | 7850 | 1.3 | 0.01 | 289 | 2.10E+11 | 8.08E+10 | 1 | 1.3 | 0.01
[8 empty] | 145.2 | 156 | 1 | 20 | Floater | No | 0 | 6.158e-05 | 0 | 0 | 1553000000 | 1553000000 | 2488000000 | 2488000000 | 0 | 0 | 1195000000 | 1.479e-05 | 12930000000 | 0.65 | N/A | Yes | BEM | Hydrodynamics | (with | Morison | drag) | 0 | 0 | 0 | [22 empty] | 290 | 112 | 267 | 290 | 290 | 1c | 0 | 0 | 290 | 2.10E+11 | 8.08E+10 | 7850 | 0.5 | 0.01 | 290 | 2.10E+11 | 8.08E+10 | 1 | 0.5 | 0.01
[8 empty] | 146.1 | 156 | 1 | 20 | Floater | No | 0 | 6.158e-05 | 0 | 0 | 1553000000 | 1553000000 | 2488000000 | 2488000000 | 0 | 0 | 1195000000 | 1.479e-05 | 12930000000 | 0.65 | N/A | Yes | BEM | Hydrodynamics | (with | Morison | drag) | 0 | 0 | 0 | [9 empty] | 146 | 156 | 157 | 146 | 146 | 1c | 0 | 146 | 2.10E+11 | 8.08E+10 | 7850 | 1 | 0.02 | 291 | 267 | 277 | 291 | 291 | 1c | 0 | 0 | 291 | 2.10E+11 | 8.08E+10 | 7850 | 0.5 | 0.01 | 291 | 2.10E+11 | 8.08E+10 | 1 | 0.5 | 0.01
[8 empty] | 146.2 | 157 | 1 | 20 | Floater | No | 0 | 6.158e-05 | 0 | 0 | 1553000000 | 1553000000 | 2488000000 | 2488000000 | 0 | 0 | 1195000000 | 1.479e-05 | 12930000000 | 0.65 | N/A | Yes | BEM | Hydrodynamics | (with | Morison | drag) | 0 | 0 | 0 | [22 empty] | 292 | 268 | 275 | 292 | 292 | 1c | 0 | 0 | 292 | 2.10E+11 | 8.08E+10 | 7850 | 1.3 | 0.01 | 292 | 2.10E+11 | 8.08E+10 | 1 | 1.3 | 0.01
[8 empty] | 147.1 | 157 | 1 | 20 | Floater | No | 0 | 6.158e-05 | 0 | 0 | 1553000000 | 1553000000 | 2488000000 | 2488000000 | 0 | 0 | 1195000000 | 1.479e-05 | 12930000000 | 0.65 | N/A | Yes | BEM | Hydrodynamics | (with | Morison | drag) | 0 | 0 | 0 | [9 empty] | 147 | 157 | 158 | 147 | 147 | 1c | 0 | 147 | 2.10E+11 | 8.08E+10 | 7850 | 1 | 0.02 | 293 | 119 | 269 | 293 | 293 | 1c | 0 | 0 | 293 | 2.10E+11 | 8.08E+10 | 7850 | 0.5 | 0.01 | 293 | 2.10E+11 | 8.08E+10 | 1 | 0.5 | 0.01
[8 empty] | 147.2 | 158 | 1 | 20 | Floater | No | 0 | 6.158e-05 | 0 | 0 | 1553000000 | 1553000000 | 2488000000 | 2488000000 | 0 | 0 | 1195000000 | 1.479e-05 | 12930000000 | 0.65 | N/A | Yes | BEM | Hydrodynamics | (with | Morison | drag) | 0 | 0 | 0 | [22 empty] | 294 | 269 | 279 | 294 | 294 | 1c | 0 | 0 | 294 | 2.10E+11 | 8.08E+10 | 7850 | 0.5 | 0.01 | 294 | 2.10E+11 | 8.08E+10 | 1 | 0.5 | 0.01
[8 empty] | 148.1 | 158 | 1 | 20 | Floater | No | 0 | 6.158e-05 | 0 | 0 | 1553000000 | 1553000000 | 2488000000 | 2488000000 | 0 | 0 | 1195000000 | 1.479e-05 | 12930000000 | 0.65 | N/A | Yes | BEM | Hydrodynamics | (with | Morison | drag) | 0 | 0 | 0 | [9 empty] | 148 | 158 | 159 | 148 | 148 | 1c | 0 | 148 | 2.10E+11 | 8.08E+10 | 7850 | 1 | 0.02 | 295 | 270 | 276 | 295 | 295 | 1c | 0 | 0 | 295 | 2.10E+11 | 8.08E+10 | 7850 | 1.3 | 0.01 | 295 | 2.10E+11 | 8.08E+10 | 1 | 1.3 | 0.01
[8 empty] | 148.2 | 159 | 1 | 20 | Floater | No | 0 | 6.158e-05 | 0 | 0 | 1553000000 | 1553000000 | 2488000000 | 2488000000 | 0 | 0 | 1195000000 | 1.479e-05 | 12930000000 | 0.65 | N/A | Yes | BEM | Hydrodynamics | (with | Morison | drag) | 0 | 0 | 0 | [22 empty] | 296 | 257 | 258 | 296 | 296 | 1c | 0 | 0 | 296 | 2.10E+11 | 8.08E+10 | 7850 | 4.178 | 0.018 | 296 | 2.10E+11 | 8.08E+10 | 7850 | 4.178 | 0.018
[8 empty] | 149.1 | 159 | 1 | 20 | Floater | No | 0 | 6.158e-05 | 0 | 0 | 1553000000 | 1553000000 | 2488000000 | 2488000000 | 0 | 0 | 1195000000 | 1.479e-05 | 12930000000 | 0.65 | N/A | Yes | BEM | Hydrodynamics | (with | Morison | drag) | 0 | 0 | 0 | [9 empty] | 149 | 159 | 17 | 149 | 149 | 1c | 0 | 149 | 2.10E+11 | 8.08E+10 | 7850 | 1 | 0.02 | 297 | 258 | 259 | 297 | 297 | 1c | 0 | 0 | 297 | 2.10E+11 | 8.08E+10 | 7850 | 4.0295 | 0.017 | 297 | 2.10E+11 | 8.08E+10 | 7850 | 4.0295 | 0.017
[8 empty] | 149.2 | 17 | 1 | 20 | Floater | No | 0 | 6.158e-05 | 0 | 0 | 1553000000 | 1553000000 | 2488000000 | 2488000000 | 0 | 0 | 1195000000 | 1.479e-05 | 12930000000 | 0.65 | N/A | Yes | BEM | Hydrodynamics | (with | Morison | drag) | 0 | 0 | 0 | [22 empty] | 298 | 259 | 260 | 298 | 298 | 1c | 0 | 0 | 298 | 2.10E+11 | 8.08E+10 | 7850 | 3.881 | 0.017 | 298 | 2.10E+11 | 8.08E+10 | 7850 | 3.881 | 0.017
[8 empty] | 150.1 | 17 | 1.3 | 20 | Floater | No | 0 | 8.042e-05 | 0 | 0 | 3460000000 | 3460000000 | 3249000000 | 3249000000 | 0 | 0 | 2662000000 | 3.295e-05 | 16890000000 | 0.65 | N/A | Yes | BEM | Hydrodynamics | (with | Morison | drag) | 0 | 0 | 0 | [9 empty] | 150 | 17 | 160 | 150 | 150 | 1c | 0 | 150 | 2.10E+11 | 8.08E+10 | 7850 | 1.3 | 0.02 | 299 | 260 | 261 | 299 | 299 | 1c | 0 | 0 | 299 | 2.10E+11 | 8.08E+10 | 7850 | 3.7325 | 0.017 | 299 | 2.10E+11 | 8.08E+10 | 7850 | 3.7325 | 0.017
[8 empty] | 150.2 | 160 | 1.3 | 20 | Floater | No | 0 | 8.042e-05 | 0 | 0 | 3460000000 | 3460000000 | 3249000000 | 3249000000 | 0 | 0 | 2662000000 | 3.295e-05 | 16890000000 | 0.65 | N/A | Yes | BEM | Hydrodynamics | (with | Morison | drag) | 0 | 0 | 0 | [22 empty] | 300 | 261 | 262 | 300 | 300 | 1c | 0 | 0 | 300 | 2.10E+11 | 8.08E+10 | 7850 | 3.584 | 0.017 | 300 | 2.10E+11 | 8.08E+10 | 7850 | 3.584 | 0.017
[8 empty] | 151.1 | 160 | 1.3 | 20 | Floater | No | 0 | 8.042e-05 | 0 | 0 | 3460000000 | 3460000000 | 3249000000 | 3249000000 | 0 | 0 | 2662000000 | 3.295e-05 | 16890000000 | 0.65 | N/A | Yes | BEM | Hydrodynamics | (with | Morison | drag) | 0 | 0 | 0 | [9 empty] | 151 | 160 | 161 | 151 | 151 | 1c | 0 | 151 | 2.10E+11 | 8.08E+10 | 7850 | 1.3 | 0.02 | 301 | 262 | 263 | 301 | 301 | 1c | 0 | 0 | 301 | 2.10E+11 | 8.08E+10 | 7850 | 3.4485 | 0.018 | 301 | 2.10E+11 | 8.08E+10 | 7850 | 3.4485 | 0.018
[8 empty] | 151.2 | 161 | 1.3 | 20 | Floater | No | 0 | 8.042e-05 | 0 | 0 | 3460000000 | 3460000000 | 3249000000 | 3249000000 | 0 | 0 | 2662000000 | 3.295e-05 | 16890000000 | 0.65 | N/A | Yes | BEM | Hydrodynamics | (with | Morison | drag) | 0 | 0 | 0 | [22 empty] | 302 | 263 | 264 | 302 | 302 | 1c | 0 | 0 | 302 | 2.10E+11 | 8.08E+10 | 7850 | 3.3131 | 0.018 | 302 | 2.10E+11 | 8.08E+10 | 7850 | 3.3131 | 0.018
[8 empty] | 152.1 | 161 | 1.3 | 20 | Floater | No | 0 | 8.042e-05 | 0 | 0 | 3460000000 | 3460000000 | 3249000000 | 3249000000 | 0 | 0 | 2662000000 | 3.295e-05 | 16890000000 | 0.65 | N/A | Yes | BEM | Hydrodynamics | (with | Morison | drag) | 0 | 0 | 0 | [9 empty] | 152 | 161 | 162 | 152 | 152 | 1c | 0 | 152 | 2.10E+11 | 8.08E+10 | 7850 | 1.3 | 0.02 | 303 | 271 | 105 | 303 | 303 | 1c | 0 | 0 | 303 | 2.10E+11 | 8.08E+10 | 7850 | 1.3 | 0.01 | 303 | 2.10E+11 | 8.08E+10 | 1 | 1.3 | 0.01
[8 empty] | 152.2 | 162 | 1.3 | 20 | Floater | No | 0 | 8.042e-05 | 0 | 0 | 3460000000 | 3460000000 | 3249000000 | 3249000000 | 0 | 0 | 2662000000 | 3.295e-05 | 16890000000 | 0.65 | N/A | Yes | BEM | Hydrodynamics | (with | Morison | drag) | 0 | 0 | 0 | [22 empty] | 304 | 272 | 108 | 304 | 304 | 1c | 0 | 0 | 304 | 2.10E+11 | 8.08E+10 | 7850 | 1.3 | 0.01 | 304 | 2.10E+11 | 8.08E+10 | 1 | 1.3 | 0.01
[8 empty] | 153.1 | 162 | 1.3 | 20 | Floater | No | 0 | 8.042e-05 | 0 | 0 | 3460000000 | 3460000000 | 3249000000 | 3249000000 | 0 | 0 | 2662000000 | 3.295e-05 | 16890000000 | 0.65 | N/A | Yes | BEM | Hydrodynamics | (with | Morison | drag) | 0 | 0 | 0 | [9 empty] | 153 | 162 | 163 | 153 | 153 | 1c | 0 | 153 | 2.10E+11 | 8.08E+10 | 7850 | 1.3 | 0.02 | 305 | 273 | 115 | 305 | 305 | 1c | 0 | 0 | 305 | 2.10E+11 | 8.08E+10 | 7850 | 1.3 | 0.01 | 305 | 2.10E+11 | 8.08E+10 | 1 | 1.3 | 0.01
[8 empty] | 153.2 | 163 | 1.3 | 20 | Floater | No | 0 | 8.042e-05 | 0 | 0 | 3460000000 | 3460000000 | 3249000000 | 3249000000 | 0 | 0 | 2662000000 | 3.295e-05 | 16890000000 | 0.65 | N/A | Yes | BEM | Hydrodynamics | (with | Morison | drag) | 0 | 0 | 0 | [22 empty] | 306 | 274 | 161 | 306 | 306 | 1c | 0 | 0 | 306 | 2.10E+11 | 8.08E+10 | 7850 | 1.3 | 0.01 | 306 | 2.10E+11 | 8.08E+10 | 1 | 1.3 | 0.01
[8 empty] | 154.1 | 163 | 1.3 | 20 | Floater | No | 0 | 8.042e-05 | 0 | 0 | 3460000000 | 3460000000 | 3249000000 | 3249000000 | 0 | 0 | 2662000000 | 3.295e-05 | 16890000000 | 0.65 | N/A | Yes | BEM | Hydrodynamics | (with | Morison | drag) | 0 | 0 | 0 | [9 empty] | 154 | 163 | 164 | 154 | 154 | 1c | 0 | 154 | 2.10E+11 | 8.08E+10 | 7850 | 1.3 | 0.02 | 307 | 275 | 172 | 307 | 307 | 1c | 0 | 0 | 307 | 2.10E+11 | 8.08E+10 | 7850 | 1.3 | 0.01 | 307 | 2.10E+11 | 8.08E+10 | 1 | 1.3 | 0.01
[8 empty] | 154.2 | 164 | 1.3 | 20 | Floater | No | 0 | 8.042e-05 | 0 | 0 | 3460000000 | 3460000000 | 3249000000 | 3249000000 | 0 | 0 | 2662000000 | 3.295e-05 | 16890000000 | 0.65 | N/A | Yes | BEM | Hydrodynamics | (with | Morison | drag) | 0 | 0 | 0 | [22 empty] | 308 | 276 | 179 | 308 | 308 | 1c | 0 | 0 | 308 | 2.10E+11 | 8.08E+10 | 7850 | 1.3 | 0.01 | 308 | 2.10E+11 | 8.08E+10 | 1 | 1.3 | 0.01
[8 empty] | 155.1 | 164 | 1.3 | 20 | Floater | No | 0 | 8.042e-05 | 0 | 0 | 3460000000 | 3460000000 | 3249000000 | 3249000000 | 0 | 0 | 2662000000 | 3.295e-05 | 16890000000 | 0.65 | N/A | Yes | BEM | Hydrodynamics | (with | Morison | drag) | 0 | 0 | 0 | [9 empty] | 155 | 164 | 165 | 155 | 155 | 1c | 0 | 155 | 2.10E+11 | 8.08E+10 | 7850 | 1.3 | 0.02 | 309 | 277 | 268 | 309 | 309 | 1c | 0 | 0 | 309 | 2.10E+11 | 8.08E+10 | 7850 | 0.5 | 0.01 | 309 | 2.10E+11 | 8.08E+10 | 1 | 0.5 | 0.01
[8 empty] | 155.2 | 165 | 1.3 | 20 | Floater | No | 0 | 8.042e-05 | 0 | 0 | 3460000000 | 3460000000 | 3249000000 | 3249000000 | 0 | 0 | 2662000000 | 3.295e-05 | 16890000000 | 0.65 | N/A | Yes | BEM | Hydrodynamics | (with | Morison | drag) | 0 | 0 | 0 | [22 empty] | 310 | 278 | 266 | 310 | 310 | 1c | 0 | 0 | 310 | 2.10E+11 | 8.08E+10 | 7850 | 0.5 | 0.01 | 310 | 2.10E+11 | 8.08E+10 | 1 | 0.5 | 0.01
[8 empty] | 156.1 | 165 | 1.3 | 20 | Floater | No | 0 | 8.042e-05 | 0 | 0 | 3460000000 | 3460000000 | 3249000000 | 3249000000 | 0 | 0 | 2662000000 | 3.295e-05 | 16890000000 | 0.65 | N/A | Yes | BEM | Hydrodynamics | (with | Morison | drag) | 0 | 0 | 0 | [9 empty] | 156 | 165 | 166 | 156 | 156 | 1c | 0 | 156 | 2.10E+11 | 8.08E+10 | 7850 | 1.3 | 0.02 | 311 | 279 | 270 | 311 | 311 | 1c | 0 | 0 | 311 | 2.10E+11 | 8.08E+10 | 7850 | 0.5 | 0.01 | 311 | 2.10E+11 | 8.08E+10 | 1 | 0.5 | 0.01
[8 empty] | 156.2 | 166 | 1.3 | 20 | Floater | No | 0 | 8.042e-05 | 0 | 0 | 3460000000 | 3460000000 | 3249000000 | 3249000000 | 0 | 0 | 2662000000 | 3.295e-05 | 16890000000 | 0.65 | N/A | Yes | BEM | Hydrodynamics | (with | Morison | drag) | 0 | 0 | 0 | [22 empty] | 312 | 280 | 281 | 312 | 312 | 1c | 0 | 0 | 312 | 2.10E+11 | 8.08E+10 | 7850 | 0.5 | 0.01 | 312 | 2.10E+11 | 8.08E+10 | 1 | 0.5 | 0.01
[8 empty] | 157.1 | 166 | 1.3 | 20 | Floater | No | 0 | 8.042e-05 | 0 | 0 | 3460000000 | 3460000000 | 3249000000 | 3249000000 | 0 | 0 | 2662000000 | 3.295e-05 | 16890000000 | 0.65 | N/A | Yes | BEM | Hydrodynamics | (with | Morison | drag) | 0 | 0 | 0 | [9 empty] | 157 | 166 | 2 | 157 | 157 | 1c | 0 | 157 | 2.10E+11 | 8.08E+10 | 7850 | 1.3 | 0.02 | 313 | 281 | 222 | 313 | 313 | 1c | 0 | 0 | 313 | 2.10E+11 | 8.08E+10 | 7850 | 0.5 | 0.01 | 313 | 2.10E+11 | 8.08E+10 | 1 | 0.5 | 0.01
[8 empty] | 157.2 | 2 | 1.3 | 20 | Floater | No | 0 | 8.042e-05 | 0 | 0 | 3460000000 | 3460000000 | 3249000000 | 3249000000 | 0 | 0 | 2662000000 | 3.295e-05 | 16890000000 | 0.65 | N/A | Yes | BEM | Hydrodynamics | (with | Morison | drag) | 0 | 0 | 0 | [22 empty] | 314 | 282 | 283 | 314 | 314 | 1c | 0 | 0 | 314 | 2.10E+11 | 8.08E+10 | 7850 | 0.5 | 0.01 | 314 | 2.10E+11 | 8.08E+10 | 1 | 0.5 | 0.01
[8 empty] | 158.1 | 2 | 1.3 | 20 | Floater | No | 0 | 8.042e-05 | 0 | 0 | 3460000000 | 3460000000 | 3249000000 | 3249000000 | 0 | 0 | 2662000000 | 3.295e-05 | 16890000000 | 0.65 | N/A | Yes | BEM | Hydrodynamics | (with | Morison | drag) | 0 | 0 | 0 | [9 empty] | 158 | 2 | 167 | 158 | 158 | 1c | 0 | 158 | 2.10E+11 | 8.08E+10 | 7850 | 1.3 | 0.02 | 315 | 283 | 220 | 315 | 315 | 1c | 0 | 0 | 315 | 2.10E+11 | 8.08E+10 | 7850 | 0.5 | 0.01 | 315 | 2.10E+11 | 8.08E+10 | 1 | 0.5 | 0.01
[8 empty] | 158.2 | 167 | 1.3 | 20 | Floater | No | 0 | 8.042e-05 | 0 | 0 | 3460000000 | 3460000000 | 3249000000 | 3249000000 | 0 | 0 | 2662000000 | 3.295e-05 | 16890000000 | 0.65 | N/A | Yes | BEM | Hydrodynamics | (with | Morison | drag) | 0 | 0 | 0 | [22 empty] | 316 | 284 | 285 | 316 | 316 | 1c | 0 | 0 | 316 | 2.10E+11 | 8.08E+10 | 7850 | 0.5 | 0.01 | 316 | 2.10E+11 | 8.08E+10 | 1 | 0.5 | 0.01
[8 empty] | 159.1 | 167 | 1.3 | 20 | Floater | No | 0 | 8.042e-05 | 0 | 0 | 3460000000 | 3460000000 | 3249000000 | 3249000000 | 0 | 0 | 2662000000 | 3.295e-05 | 16890000000 | 0.65 | N/A | Yes | BEM | Hydrodynamics | (with | Morison | drag) | 0 | 0 | 0 | [9 empty] | 159 | 167 | 168 | 159 | 159 | 1c | 0 | 159 | 2.10E+11 | 8.08E+10 | 7850 | 1.3 | 0.02 | 317 | 285 | 218 | 317 | 317 | 1c | 0 | 0 | 317 | 2.10E+11 | 8.08E+10 | 7850 | 0.5 | 0.01 | 317 | 2.10E+11 | 8.08E+10 | 1 | 0.5 | 0.01
[8 empty] | 159.2 | 168 | 1.3 | 20 | Floater | No | 0 | 8.042e-05 | 0 | 0 | 3460000000 | 3460000000 | 3249000000 | 3249000000 | 0 | 0 | 2662000000 | 3.295e-05 | 16890000000 | 0.65 | N/A | Yes | BEM | Hydrodynamics | (with | Morison | drag) | 0 | 0 | 0
[8 empty] | 160.1 | 168 | 1.3 | 20 | Floater | No | 0 | 8.042e-05 | 0 | 0 | 3460000000 | 3460000000 | 3249000000 | 3249000000 | 0 | 0 | 2662000000 | 3.295e-05 | 16890000000 | 0.65 | N/A | Yes | BEM | Hydrodynamics | (with | Morison | drag) | 0 | 0 | 0 | [9 empty] | 160 | 168 | 169 | 160 | 160 | 1c | 0 | 160 | 2.10E+11 | 8.08E+10 | 7850 | 1.3 | 0.02
[8 empty] | 160.2 | 169 | 1.3 | 20 | Floater | No | 0 | 8.042e-05 | 0 | 0 | 3460000000 | 3460000000 | 3249000000 | 3249000000 | 0 | 0 | 2662000000 | 3.295e-05 | 16890000000 | 0.65 | N/A | Yes | BEM | Hydrodynamics | (with | Morison | drag) | 0 | 0 | 0
[8 empty] | 161.1 | 169 | 1.3 | 20 | Floater | No | 0 | 8.042e-05 | 0 | 0 | 3460000000 | 3460000000 | 3249000000 | 3249000000 | 0 | 0 | 2662000000 | 3.295e-05 | 16890000000 | 0.65 | N/A | Yes | BEM | Hydrodynamics | (with | Morison | drag) | 0 | 0 | 0 | [9 empty] | 161 | 169 | 170 | 161 | 161 | 1c | 0 | 161 | 2.10E+11 | 8.08E+10 | 7850 | 1.3 | 0.02
[8 empty] | 161.2 | 170 | 1.3 | 20 | Floater | No | 0 | 8.042e-05 | 0 | 0 | 3460000000 | 3460000000 | 3249000000 | 3249000000 | 0 | 0 | 2662000000 | 3.295e-05 | 16890000000 | 0.65 | N/A | Yes | BEM | Hydrodynamics | (with | Morison | drag) | 0 | 0 | 0
[8 empty] | 162.1 | 170 | 1.3 | 20 | Floater | No | 0 | 8.042e-05 | 0 | 0 | 3460000000 | 3460000000 | 3249000000 | 3249000000 | 0 | 0 | 2662000000 | 3.295e-05 | 16890000000 | 0.65 | N/A | Yes | BEM | Hydrodynamics | (with | Morison | drag) | 0 | 0 | 0 | [9 empty] | 162 | 170 | 171 | 162 | 162 | 1c | 0 | 162 | 2.10E+11 | 8.08E+10 | 7850 | 1.3 | 0.02
[8 empty] | 162.2 | 171 | 1.3 | 20 | Floater | No | 0 | 8.042e-05 | 0 | 0 | 3460000000 | 3460000000 | 3249000000 | 3249000000 | 0 | 0 | 2662000000 | 3.295e-05 | 16890000000 | 0.65 | N/A | Yes | BEM | Hydrodynamics | (with | Morison | drag) | 0 | 0 | 0
[8 empty] | 163.1 | 171 | 1.3 | 20 | Floater | No | 0 | 8.042e-05 | 0 | 0 | 3460000000 | 3460000000 | 3249000000 | 3249000000 | 0 | 0 | 2662000000 | 3.295e-05 | 16890000000 | 0.65 | N/A | Yes | BEM | Hydrodynamics | (with | Morison | drag) | 0 | 0 | 0 | [9 empty] | 163 | 171 | 172 | 163 | 163 | 1c | 0 | 163 | 2.10E+11 | 8.08E+10 | 7850 | 1.3 | 0.02
[8 empty] | 163.2 | 172 | 1.3 | 20 | Floater | No | 0 | 8.042e-05 | 0 | 0 | 3460000000 | 3460000000 | 3249000000 | 3249000000 | 0 | 0 | 2662000000 | 3.295e-05 | 16890000000 | 0.65 | N/A | Yes | BEM | Hydrodynamics | (with | Morison | drag) | 0 | 0 | 0
[8 empty] | 164.1 | 172 | 1.3 | 20 | Floater | No | 0 | 8.042e-05 | 0 | 0 | 3460000000 | 3460000000 | 3249000000 | 3249000000 | 0 | 0 | 2662000000 | 3.295e-05 | 16890000000 | 0.65 | N/A | Yes | BEM | Hydrodynamics | (with | Morison | drag) | 0 | 0 | 0 | [9 empty] | 164 | 172 | 173 | 164 | 164 | 1c | 0 | 164 | 2.10E+11 | 8.08E+10 | 7850 | 1.3 | 0.02
[8 empty] | 164.2 | 173 | 1.3 | 20 | Floater | No | 0 | 8.042e-05 | 0 | 0 | 3460000000 | 3460000000 | 3249000000 | 3249000000 | 0 | 0 | 2662000000 | 3.295e-05 | 16890000000 | 0.65 | N/A | Yes | BEM | Hydrodynamics | (with | Morison | drag) | 0 | 0 | 0
[8 empty] | 165.1 | 173 | 1.3 | 20 | Floater | No | 0 | 8.042e-05 | 0 | 0 | 3460000000 | 3460000000 | 3249000000 | 3249000000 | 0 | 0 | 2662000000 | 3.295e-05 | 16890000000 | 0.65 | N/A | Yes | BEM | Hydrodynamics | (with | Morison | drag) | 0 | 0 | 0 | [9 empty] | 165 | 173 | 32 | 165 | 165 | 1c | 0 | 165 | 2.10E+11 | 8.08E+10 | 7850 | 1.3 | 0.02
[8 empty] | 165.2 | 32 | 1.3 | 20 | Floater | No | 0 | 8.042e-05 | 0 | 0 | 3460000000 | 3460000000 | 3249000000 | 3249000000 | 0 | 0 | 2662000000 | 3.295e-05 | 16890000000 | 0.65 | N/A | Yes | BEM | Hydrodynamics | (with | Morison | drag) | 0 | 0 | 0
[8 empty] | 166.1 | 2 | 1.3 | 20 | Floater | No | 0 | 8.042e-05 | 0 | 0 | 3460000000 | 3460000000 | 3249000000 | 3249000000 | 0 | 0 | 2662000000 | 3.295e-05 | 16890000000 | 0.65 | N/A | Yes | BEM | Hydrodynamics | (with | Morison | drag) | 0 | 0 | 0 | [9 empty] | 166 | 2 | 174 | 166 | 166 | 1c | 0 | 166 | 2.10E+11 | 8.08E+10 | 7850 | 1.3 | 0.02
[8 empty] | 166.2 | 174 | 1.3 | 20 | Floater | No | 0 | 8.042e-05 | 0 | 0 | 3460000000 | 3460000000 | 3249000000 | 3249000000 | 0 | 0 | 2662000000 | 3.295e-05 | 16890000000 | 0.65 | N/A | Yes | BEM | Hydrodynamics | (with | Morison | drag) | 0 | 0 | 0
[8 empty] | 167.1 | 174 | 1.3 | 20 | Floater | No | 0 | 8.042e-05 | 0 | 0 | 3460000000 | 3460000000 | 3249000000 | 3249000000 | 0 | 0 | 2662000000 | 3.295e-05 | 16890000000 | 0.65 | N/A | Yes | BEM | Hydrodynamics | (with | Morison | drag) | 0 | 0 | 0 | [9 empty] | 167 | 174 | 175 | 167 | 167 | 1c | 0 | 167 | 2.10E+11 | 8.08E+10 | 7850 | 1.3 | 0.02
[8 empty] | 167.2 | 175 | 1.3 | 20 | Floater | No | 0 | 8.042e-05 | 0 | 0 | 3460000000 | 3460000000 | 3249000000 | 3249000000 | 0 | 0 | 2662000000 | 3.295e-05 | 16890000000 | 0.65 | N/A | Yes | BEM | Hydrodynamics | (with | Morison | drag) | 0 | 0 | 0
[8 empty] | 168.1 | 175 | 1.3 | 20 | Floater | No | 0 | 8.042e-05 | 0 | 0 | 3460000000 | 3460000000 | 3249000000 | 3249000000 | 0 | 0 | 2662000000 | 3.295e-05 | 16890000000 | 0.65 | N/A | Yes | BEM | Hydrodynamics | (with | Morison | drag) | 0 | 0 | 0 | [9 empty] | 168 | 175 | 176 | 168 | 168 | 1c | 0 | 168 | 2.10E+11 | 8.08E+10 | 7850 | 1.3 | 0.02
[8 empty] | 168.2 | 176 | 1.3 | 20 | Floater | No | 0 | 8.042e-05 | 0 | 0 | 3460000000 | 3460000000 | 3249000000 | 3249000000 | 0 | 0 | 2662000000 | 3.295e-05 | 16890000000 | 0.65 | N/A | Yes | BEM | Hydrodynamics | (with | Morison | drag) | 0 | 0 | 0
[8 empty] | 169.1 | 176 | 1.3 | 20 | Floater | No | 0 | 8.042e-05 | 0 | 0 | 3460000000 | 3460000000 | 3249000000 | 3249000000 | 0 | 0 | 2662000000 | 3.295e-05 | 16890000000 | 0.65 | N/A | Yes | BEM | Hydrodynamics | (with | Morison | drag) | 0 | 0 | 0 | [9 empty] | 169 | 176 | 177 | 169 | 169 | 1c | 0 | 169 | 2.10E+11 | 8.08E+10 | 7850 | 1.3 | 0.02
[8 empty] | 169.2 | 177 | 1.3 | 20 | Floater | No | 0 | 8.042e-05 | 0 | 0 | 3460000000 | 3460000000 | 3249000000 | 3249000000 | 0 | 0 | 2662000000 | 3.295e-05 | 16890000000 | 0.65 | N/A | Yes | BEM | Hydrodynamics | (with | Morison | drag) | 0 | 0 | 0
[8 empty] | 170.1 | 177 | 1.3 | 20 | Floater | No | 0 | 8.042e-05 | 0 | 0 | 3460000000 | 3460000000 | 3249000000 | 3249000000 | 0 | 0 | 2662000000 | 3.295e-05 | 16890000000 | 0.65 | N/A | Yes | BEM | Hydrodynamics | (with | Morison | drag) | 0 | 0 | 0 | [9 empty] | 170 | 177 | 178 | 170 | 170 | 1c | 0 | 170 | 2.10E+11 | 8.08E+10 | 7850 | 1.3 | 0.02
[8 empty] | 170.2 | 178 | 1.3 | 20 | Floater | No | 0 | 8.042e-05 | 0 | 0 | 3460000000 | 3460000000 | 3249000000 | 3249000000 | 0 | 0 | 2662000000 | 3.295e-05 | 16890000000 | 0.65 | N/A | Yes | BEM | Hydrodynamics | (with | Morison | drag) | 0 | 0 | 0
[8 empty] | 171.1 | 178 | 1.3 | 20 | Floater | No | 0 | 8.042e-05 | 0 | 0 | 3460000000 | 3460000000 | 3249000000 | 3249000000 | 0 | 0 | 2662000000 | 3.295e-05 | 16890000000 | 0.65 | N/A | Yes | BEM | Hydrodynamics | (with | Morison | drag) | 0 | 0 | 0 | [9 empty] | 171 | 178 | 179 | 171 | 171 | 1c | 0 | 171 | 2.10E+11 | 8.08E+10 | 7850 | 1.3 | 0.02
[8 empty] | 171.2 | 179 | 1.3 | 20 | Floater | No | 0 | 8.042e-05 | 0 | 0 | 3460000000 | 3460000000 | 3249000000 | 3249000000 | 0 | 0 | 2662000000 | 3.295e-05 | 16890000000 | 0.65 | N/A | Yes | BEM | Hydrodynamics | (with | Morison | drag) | 0 | 0 | 0
[8 empty] | 172.1 | 179 | 1.3 | 20 | Floater | No | 0 | 8.042e-05 | 0 | 0 | 3460000000 | 3460000000 | 3249000000 | 3249000000 | 0 | 0 | 2662000000 | 3.295e-05 | 16890000000 | 0.65 | N/A | Yes | BEM | Hydrodynamics | (with | Morison | drag) | 0 | 0 | 0 | [9 empty] | 172 | 179 | 180 | 172 | 172 | 1c | 0 | 172 | 2.10E+11 | 8.08E+10 | 7850 | 1.3 | 0.02
[8 empty] | 172.2 | 180 | 1.3 | 20 | Floater | No | 0 | 8.042e-05 | 0 | 0 | 3460000000 | 3460000000 | 3249000000 | 3249000000 | 0 | 0 | 2662000000 | 3.295e-05 | 16890000000 | 0.65 | N/A | Yes | BEM | Hydrodynamics | (with | Morison | drag) | 0 | 0 | 0
[8 empty] | 173.1 | 180 | 1.3 | 20 | Floater | No | 0 | 8.042e-05 | 0 | 0 | 3460000000 | 3460000000 | 3249000000 | 3249000000 | 0 | 0 | 2662000000 | 3.295e-05 | 16890000000 | 0.65 | N/A | Yes | BEM | Hydrodynamics | (with | Morison | drag) | 0 | 0 | 0 | [9 empty] | 173 | 180 | 47 | 173 | 173 | 1c | 0 | 173 | 2.10E+11 | 8.08E+10 | 7850 | 1.3 | 0.02
[8 empty] | 173.2 | 47 | 1.3 | 20 | Floater | No | 0 | 8.042e-05 | 0 | 0 | 3460000000 | 3460000000 | 3249000000 | 3249000000 | 0 | 0 | 2662000000 | 3.295e-05 | 16890000000 | 0.65 | N/A | Yes | BEM | Hydrodynamics | (with | Morison | drag) | 0 | 0 | 0
[8 empty] | 174.1 | 32 | 1 | 20 | Floater | No | 0 | 6.158e-05 | 0 | 0 | 1553000000 | 1553000000 | 2488000000 | 2488000000 | 0 | 0 | 1195000000 | 1.479e-05 | 12930000000 | 0.65 | N/A | Yes | BEM | Hydrodynamics | (with | Morison | drag) | 0 | 0 | 0 | [9 empty] | 174 | 32 | 134 | 174 | 174 | 1c | 0 | 174 | 2.10E+11 | 8.08E+10 | 7850 | 1 | 0.02
[8 empty] | 174.2 | 134 | 1 | 20 | Floater | No | 0 | 6.158e-05 | 0 | 0 | 1553000000 | 1553000000 | 2488000000 | 2488000000 | 0 | 0 | 1195000000 | 1.479e-05 | 12930000000 | 0.65 | N/A | Yes | BEM | Hydrodynamics | (with | Morison | drag) | 0 | 0 | 0
[8 empty] | 175.1 | 134 | 1 | 20 | Floater | No | 0 | 6.158e-05 | 0 | 0 | 1553000000 | 1553000000 | 2488000000 | 2488000000 | 0 | 0 | 1195000000 | 1.479e-05 | 12930000000 | 0.65 | N/A | Yes | BEM | Hydrodynamics | (with | Morison | drag) | 0 | 0 | 0 | [9 empty] | 175 | 134 | 135 | 175 | 175 | 1c | 0 | 175 | 2.10E+11 | 8.08E+10 | 7850 | 1 | 0.02
[8 empty] | 175.2 | 135 | 1 | 20 | Floater | No | 0 | 6.158e-05 | 0 | 0 | 1553000000 | 1553000000 | 2488000000 | 2488000000 | 0 | 0 | 1195000000 | 1.479e-05 | 12930000000 | 0.65 | N/A | Yes | BEM | Hydrodynamics | (with | Morison | drag) | 0 | 0 | 0
[8 empty] | 176.1 | 135 | 1 | 20 | Floater | No | 0 | 6.158e-05 | 0 | 0 | 1553000000 | 1553000000 | 2488000000 | 2488000000 | 0 | 0 | 1195000000 | 1.479e-05 | 12930000000 | 0.65 | N/A | Yes | BEM | Hydrodynamics | (with | Morison | drag) | 0 | 0 | 0 | [9 empty] | 176 | 135 | 136 | 176 | 176 | 1c | 0 | 176 | 2.10E+11 | 8.08E+10 | 7850 | 1 | 0.02
[8 empty] | 176.2 | 136 | 1 | 20 | Floater | No | 0 | 6.158e-05 | 0 | 0 | 1553000000 | 1553000000 | 2488000000 | 2488000000 | 0 | 0 | 1195000000 | 1.479e-05 | 12930000000 | 0.65 | N/A | Yes | BEM | Hydrodynamics | (with | Morison | drag) | 0 | 0 | 0
[8 empty] | 177.1 | 136 | 1 | 20 | Floater | No | 0 | 6.158e-05 | 0 | 0 | 1553000000 | 1553000000 | 2488000000 | 2488000000 | 0 | 0 | 1195000000 | 1.479e-05 | 12930000000 | 0.65 | N/A | Yes | BEM | Hydrodynamics | (with | Morison | drag) | 0 | 0 | 0 | [9 empty] | 177 | 136 | 137 | 177 | 177 | 1c | 0 | 177 | 2.10E+11 | 8.08E+10 | 7850 | 1 | 0.02
[8 empty] | 177.2 | 137 | 1 | 20 | Floater | No | 0 | 6.158e-05 | 0 | 0 | 1553000000 | 1553000000 | 2488000000 | 2488000000 | 0 | 0 | 1195000000 | 1.479e-05 | 12930000000 | 0.65 | N/A | Yes | BEM | Hydrodynamics | (with | Morison | drag) | 0 | 0 | 0
[8 empty] | 178.1 | 137 | 1 | 20 | Floater | No | 0 | 6.158e-05 | 0 | 0 | 1553000000 | 1553000000 | 2488000000 | 2488000000 | 0 | 0 | 1195000000 | 1.479e-05 | 12930000000 | 0.65 | N/A | Yes | BEM | Hydrodynamics | (with | Morison | drag) | 0 | 0 | 0 | [9 empty] | 178 | 137 | 138 | 178 | 178 | 1c | 0 | 178 | 2.10E+11 | 8.08E+10 | 7850 | 1 | 0.02
[8 empty] | 178.2 | 138 | 1 | 20 | Floater | No | 0 | 6.158e-05 | 0 | 0 | 1553000000 | 1553000000 | 2488000000 | 2488000000 | 0 | 0 | 1195000000 | 1.479e-05 | 12930000000 | 0.65 | N/A | Yes | BEM | Hydrodynamics | (with | Morison | drag) | 0 | 0 | 0
[8 empty] | 179.1 | 138 | 1 | 20 | Floater | No | 0 | 6.158e-05 | 0 | 0 | 1553000000 | 1553000000 | 2488000000 | 2488000000 | 0 | 0 | 1195000000 | 1.479e-05 | 12930000000 | 0.65 | N/A | Yes | BEM | Hydrodynamics | (with | Morison | drag) | 0 | 0 | 0 | [9 empty] | 179 | 138 | 139 | 179 | 179 | 1c | 0 | 179 | 2.10E+11 | 8.08E+10 | 7850 | 1 | 0.02
[8 empty] | 179.2 | 139 | 1 | 20 | Floater | No | 0 | 6.158e-05 | 0 | 0 | 1553000000 | 1553000000 | 2488000000 | 2488000000 | 0 | 0 | 1195000000 | 1.479e-05 | 12930000000 | 0.65 | N/A | Yes | BEM | Hydrodynamics | (with | Morison | drag) | 0 | 0 | 0
[8 empty] | 180.1 | 133 | 1 | 20 | Floater | No | 0 | 6.158e-05 | 0 | 0 | 1553000000 | 1553000000 | 2488000000 | 2488000000 | 0 | 0 | 1195000000 | 1.479e-05 | 12930000000 | 0.65 | N/A | Yes | BEM | Hydrodynamics | (with | Morison | drag) | 0 | 0 | 0 | [9 empty] | 180 | 139 | 140 | 180 | 180 | 1c | 0 | 180 | 2.10E+11 | 8.08E+10 | 7850 | 1 | 0.02
[8 empty] | 180.2 | 140 | 1 | 20 | Floater | No | 0 | 6.158e-05 | 0 | 0 | 1553000000 | 1553000000 | 2488000000 | 2488000000 | 0 | 0 | 1195000000 | 1.479e-05 | 12930000000 | 0.65 | N/A | Yes | BEM | Hydrodynamics | (with | Morison | drag) | 0 | 0 | 0
[8 empty] | 181.1 | 140 | 1 | 20 | Floater | No | 0 | 6.158e-05 | 0 | 0 | 1553000000 | 1553000000 | 2488000000 | 2488000000 | 0 | 0 | 1195000000 | 1.479e-05 | 12930000000 | 0.65 | N/A | Yes | BEM | Hydrodynamics | (with | Morison | drag) | 0 | 0 | 0 | [9 empty] | 181 | 140 | 141 | 181 | 181 | 1c | 0 | 181 | 2.10E+11 | 8.08E+10 | 7850 | 1 | 0.02
[8 empty] | 181.2 | 141 | 1 | 20 | Floater | No | 0 | 6.158e-05 | 0 | 0 | 1553000000 | 1553000000 | 2488000000 | 2488000000 | 0 | 0 | 1195000000 | 1.479e-05 | 12930000000 | 0.65 | N/A | Yes | BEM | Hydrodynamics | (with | Morison | drag) | 0 | 0 | 0
[8 empty] | 182.1 | 141 | 1 | 20 | Floater | No | 0 | 6.158e-05 | 0 | 0 | 1553000000 | 1553000000 | 2488000000 | 2488000000 | 0 | 0 | 1195000000 | 1.479e-05 | 12930000000 | 0.65 | N/A | Yes | BEM | Hydrodynamics | (with | Morison | drag) | 0 | 0 | 0 | [9 empty] | 182 | 141 | 142 | 182 | 182 | 1c | 0 | 182 | 2.10E+11 | 8.08E+10 | 7850 | 1 | 0.02
[8 empty] | 182.2 | 142 | 1 | 20 | Floater | No | 0 | 6.158e-05 | 0 | 0 | 1553000000 | 1553000000 | 2488000000 | 2488000000 | 0 | 0 | 1195000000 | 1.479e-05 | 12930000000 | 0.65 | N/A | Yes | BEM | Hydrodynamics | (with | Morison | drag) | 0 | 0 | 0
[8 empty] | 183.1 | 142 | 1 | 20 | Floater | No | 0 | 6.158e-05 | 0 | 0 | 1553000000 | 1553000000 | 2488000000 | 2488000000 | 0 | 0 | 1195000000 | 1.479e-05 | 12930000000 | 0.65 | N/A | Yes | BEM | Hydrodynamics | (with | Morison | drag) | 0 | 0 | 0 | [9 empty] | 183 | 142 | 143 | 183 | 183 | 1c | 0 | 183 | 2.10E+11 | 8.08E+10 | 7850 | 1 | 0.02
[8 empty] | 183.2 | 143 | 1 | 20 | Floater | No | 0 | 6.158e-05 | 0 | 0 | 1553000000 | 1553000000 | 2488000000 | 2488000000 | 0 | 0 | 1195000000 | 1.479e-05 | 12930000000 | 0.65 | N/A | Yes | BEM | Hydrodynamics | (with | Morison | drag) | 0 | 0 | 0
[8 empty] | 184.1 | 143 | 1 | 20 | Floater | No | 0 | 6.158e-05 | 0 | 0 | 1553000000 | 1553000000 | 2488000000 | 2488000000 | 0 | 0 | 1195000000 | 1.479e-05 | 12930000000 | 0.65 | N/A | Yes | BEM | Hydrodynamics | (with | Morison | drag) | 0 | 0 | 0 | [9 empty] | 184 | 143 | 144 | 184 | 184 | 1c | 0 | 184 | 2.10E+11 | 8.08E+10 | 7850 | 1 | 0.02
[8 empty] | 184.2 | 144 | 1 | 20 | Floater | No | 0 | 6.158e-05 | 0 | 0 | 1553000000 | 1553000000 | 2488000000 | 2488000000 | 0 | 0 | 1195000000 | 1.479e-05 | 12930000000 | 0.65 | N/A | Yes | BEM | Hydrodynamics | (with | Morison | drag) | 0 | 0 | 0
[8 empty] | 185.1 | 144 | 1 | 20 | Floater | No | 0 | 6.158e-05 | 0 | 0 | 1553000000 | 1553000000 | 2488000000 | 2488000000 | 0 | 0 | 1195000000 | 1.479e-05 | 12930000000 | 0.65 | N/A | Yes | BEM | Hydrodynamics | (with | Morison | drag) | 0 | 0 | 0 | [9 empty] | 185 | 144 | 145 | 185 | 185 | 1c | 0 | 185 | 2.10E+11 | 8.08E+10 | 7850 | 1 | 0.02
[8 empty] | 185.2 | 145 | 1 | 20 | Floater | No | 0 | 6.158e-05 | 0 | 0 | 1553000000 | 1553000000 | 2488000000 | 2488000000 | 0 | 0 | 1195000000 | 1.479e-05 | 12930000000 | 0.65 | N/A | Yes | BEM | Hydrodynamics | (with | Morison | drag) | 0 | 0 | 0
[8 empty] | 186.1 | 145 | 1 | 20 | Floater | No | 0 | 6.158e-05 | 0 | 0 | 1553000000 | 1553000000 | 2488000000 | 2488000000 | 0 | 0 | 1195000000 | 1.479e-05 | 12930000000 | 0.65 | N/A | Yes | BEM | Hydrodynamics | (with | Morison | drag) | 0 | 0 | 0 | [9 empty] | 186 | 145 | 146 | 186 | 186 | 1c | 0 | 186 | 2.10E+11 | 8.08E+10 | 7850 | 1 | 0.02
[8 empty] | 186.2 | 146 | 1 | 20 | Floater | No | 0 | 6.158e-05 | 0 | 0 | 1553000000 | 1553000000 | 2488000000 | 2488000000 | 0 | 0 | 1195000000 | 1.479e-05 | 12930000000 | 0.65 | N/A | Yes | BEM | Hydrodynamics | (with | Morison | drag) | 0 | 0 | 0
[8 empty] | 187.1 | 146 | 1 | 20 | Floater | No | 0 | 6.158e-05 | 0 | 0 | 1553000000 | 1553000000 | 2488000000 | 2488000000 | 0 | 0 | 1195000000 | 1.479e-05 | 12930000000 | 0.65 | N/A | Yes | BEM | Hydrodynamics | (with | Morison | drag) | 0 | 0 | 0 | [9 empty] | 187 | 146 | 47 | 187 | 187 | 1c | 0 | 187 | 2.10E+11 | 8.08E+10 | 7850 | 1 | 0.02
[8 empty] | 187.2 | 47 | 1 | 20 | Floater | No | 0 | 6.158e-05 | 0 | 0 | 1553000000 | 1553000000 | 2488000000 | 2488000000 | 0 | 0 | 1195000000 | 1.479e-05 | 12930000000 | 0.65 | N/A | Yes | BEM | Hydrodynamics | (with | Morison | drag) | 0 | 0 | 0
[8 empty] | 188.1 | 36 | 0.1 | 1 | Floater | No | 0 | 3.11e-07 | 0 | 0 | 80025.4 | 80025.4 | 12570000 | 12570000 | 0 | 0 | 61581.5 | 7.621e-10 | 65310000 | 0.65 | N/A | Yes | BEM | Hydrodynamics | (with | Morison | drag) | 0 | 0 | 0 | [9 empty] | 188 | 36 | 223 | 188 | 188 | 1c | 0 | 188 | 2.10E+11 | 8.08E+10 | 7850 | 0.1 | 0.001
[8 empty] | 188.2 | 223 | 0.1 | 1 | Floater | No | 0 | 3.11e-07 | 0 | 0 | 80025.4 | 80025.4 | 12570000 | 12570000 | 0 | 0 | 61581.5 | 7.621e-10 | 65310000 | 0.65 | N/A | Yes | BEM | Hydrodynamics | (with | Morison | drag) | 0 | 0 | 0
[8 empty] | 189.1 | 36 | 0.1 | 1 | Floater | No | 0 | 3.11e-07 | 0 | 0 | 80025.4 | 80025.4 | 12570000 | 12570000 | 0 | 0 | 61581.5 | 7.621e-10 | 65310000 | 0.65 | N/A | Yes | BEM | Hydrodynamics | (with | Morison | drag) | 0 | 0 | 0 | [9 empty] | 189 | 36 | 224 | 189 | 189 | 1c | 0 | 189 | 2.10E+11 | 8.08E+10 | 7850 | 0.1 | 0.001
[8 empty] | 189.2 | 224 | 0.1 | 1 | Floater | No | 0 | 3.11e-07 | 0 | 0 | 80025.4 | 80025.4 | 12570000 | 12570000 | 0 | 0 | 61581.5 | 7.621e-10 | 65310000 | 0.65 | N/A | Yes | BEM | Hydrodynamics | (with | Morison | drag) | 0 | 0 | 0
[8 empty] | 190.1 | 21 | 0.1 | 1 | Floater | No | 0 | 3.11e-07 | 0 | 0 | 80025.4 | 80025.4 | 12570000 | 12570000 | 0 | 0 | 61581.5 | 7.621e-10 | 65310000 | 0.65 | N/A | Yes | BEM | Hydrodynamics | (with | Morison | drag) | 0 | 0 | 0 | [9 empty] | 190 | 21 | 225 | 190 | 190 | 1c | 0 | 190 | 2.10E+11 | 8.08E+10 | 7850 | 0.1 | 0.001
[8 empty] | 190.2 | 225 | 0.1 | 1 | Floater | No | 0 | 3.11e-07 | 0 | 0 | 80025.4 | 80025.4 | 12570000 | 12570000 | 0 | 0 | 61581.5 | 7.621e-10 | 65310000 | 0.65 | N/A | Yes | BEM | Hydrodynamics | (with | Morison | drag) | 0 | 0 | 0
[8 empty] | 191.1 | 21 | 0.1 | 1 | Floater | No | 0 | 3.11e-07 | 0 | 0 | 80025.4 | 80025.4 | 12570000 | 12570000 | 0 | 0 | 61581.5 | 7.621e-10 | 65310000 | 0.65 | N/A | Yes | BEM | Hydrodynamics | (with | Morison | drag) | 0 | 0 | 0 | [9 empty] | 191 | 21 | 226 | 191 | 191 | 1c | 0 | 191 | 2.10E+11 | 8.08E+10 | 7850 | 0.1 | 0.001
[8 empty] | 191.2 | 226 | 0.1 | 1 | Floater | No | 0 | 3.11e-07 | 0 | 0 | 80025.4 | 80025.4 | 12570000 | 12570000 | 0 | 0 | 61581.5 | 7.621e-10 | 65310000 | 0.65 | N/A | Yes | BEM | Hydrodynamics | (with | Morison | drag) | 0 | 0 | 0
[8 empty] | 192.1 | 51 | 0.1 | 1 | Floater | No | 0 | 3.11e-07 | 0 | 0 | 80025.4 | 80025.4 | 12570000 | 12570000 | 0 | 0 | 61581.5 | 7.621e-10 | 65310000 | 0.65 | N/A | Yes | BEM | Hydrodynamics | (with | Morison | drag) | 0 | 0 | 0 | [9 empty] | 192 | 51 | 227 | 192 | 192 | 1c | 0 | 192 | 2.10E+11 | 8.08E+10 | 7850 | 0.1 | 0.001
[8 empty] | 192.2 | 227 | 0.1 | 1 | Floater | No | 0 | 3.11e-07 | 0 | 0 | 80025.4 | 80025.4 | 12570000 | 12570000 | 0 | 0 | 61581.5 | 7.621e-10 | 65310000 | 0.65 | N/A | Yes | BEM | Hydrodynamics | (with | Morison | drag) | 0 | 0 | 0
[8 empty] | 193.1 | 51 | 0.1 | 1 | Floater | No | 0 | 3.11e-07 | 0 | 0 | 80025.4 | 80025.4 | 12570000 | 12570000 | 0 | 0 | 61581.5 | 7.621e-10 | 65310000 | 0.65 | N/A | Yes | BEM | Hydrodynamics | (with | Morison | drag) | 0 | 0 | 0 | [9 empty] | 193 | 51 | 228 | 193 | 193 | 1c | 0 | 193 | 2.10E+11 | 8.08E+10 | 7850 | 0.1 | 0.001
[8 empty] | 193.2 | 228 | 0.1 | 1 | Floater | No | 0 | 3.11e-07 | 0 | 0 | 80025.4 | 80025.4 | 12570000 | 12570000 | 0 | 0 | 61581.5 | 7.621e-10 | 65310000 | 0.65 | N/A | Yes | BEM | Hydrodynamics | (with | Morison | drag) | 0 | 0 | 0
| PropSetID | YoungE | ShearG | MatDens | XsecD | XsecT |  | 194.1 | 15 | 5 | 35 | Floater | No | 0 | 0.0005459 | 0 | 0 | 353300000000 | 353300000000 | 22060000000 | 22060000000 | 0 | 0 | 271900000000 | 0.003365 | 114600000000 | 0.65 | N/A | Yes | BEM | Hydrodynamics | (with | Morison | drag) | 0 | 0 | 0 | [9 empty] | 194 | 15 | 229 | 194 | 194 | 1c | 0 | 194 | 2.10E+11 | 8.08E+10 | 7850 | 5 | 0.035
| (-) | (N/m2) | (N/m2) | (kg/m3) | (m) | (m) |  | 194.2 | 229 | 5 | 35 | Floater | No | 0 | 0.0005459 | 0 | 0 | 353300000000 | 353300000000 | 22060000000 | 22060000000 | 0 | 0 | 271900000000 | 0.003365 | 114600000000 | 0.65 | N/A | Yes | BEM | Hydrodynamics | (with | Morison | drag) | 0 | 0 | 0
| 35 | 210000000000 | 80769000000 | 7850 | 5.126 | 0.063 |  | 195.1 | 229 | 5.126 | 63 | Steel | No | 0 | 4407.11 | 0 | 0 | 363200000000 | 363200000000 | 22680000000 | 22680000000 | 0 | 0 | 279500000000 | 27150.6 | 117900000000 | 0.65 | N/A | Yes | BEM | Hydrodynamics | (with | Morison | drag) | 0 | 0 | 0 | [9 empty] | 195 | 229 | 230 | 195 | 195 | 1c | 0 | 195 | 2.10E+11 | 8.08E+10 | 7850 | 5.126 | 0.063
[8 empty] | 195.2 | 230 | 5.126 | 63 | Steel | No | 0 | 4407.11 | 0 | 0 | 363200000000 | 363200000000 | 22680000000 | 22680000000 | 0 | 0 | 279500000000 | 27150.6 | 117900000000 | 0.65 | N/A | Yes | BEM | Hydrodynamics | (with | Morison | drag) | 0 | 0 | 0
| 34 | 210000000000 | 80769000000 | 7850 | 5.126 | 0.063 |  | 196.1 | 230 | 5.126 | 63 | Steel | No | 0 | 4285.56 | 0 | 0 | 353300000000 | 353300000000 | 22060000000 | 22060000000 | 0 | 0 | 271900000000 | 26412.4 | 114600000000 | 0.65 | N/A | Yes | BEM | Hydrodynamics | (with | Morison | drag) | 0 | 0 | 0 | [9 empty] | 196 | 230 | 231 | 196 | 196 | 1c | 0 | 196 | 2.10E+11 | 8.08E+10 | 7850 | 5.126 | 0.063
[8 empty] | 196.2 | 231 | 5.126 | 63 | Steel | No | 0 | 4285.56 | 0 | 0 | 353300000000 | 353300000000 | 22060000000 | 22060000000 | 0 | 0 | 271900000000 | 26412.4 | 114600000000 | 0.65 | N/A | Yes | BEM | Hydrodynamics | (with | Morison | drag) | 0 | 0 | 0
| 33 | 210000000000 | 80769000000 | 7850 | 5.126 | 0.063 |  | 197.1 | 231 | 5.126 | 63 | Steel | No | 0 | 4163.93 | 0 | 0 | 343400000000 | 343400000000 | 21430000000 | 21430000000 | 0 | 0 | 264300000000 | 25673.1 | 111400000000 | 0.65 | N/A | Yes | BEM | Hydrodynamics | (with | Morison | drag) | 0 | 0 | 0 | [9 empty] | 197 | 231 | 232 | 197 | 197 | 1c | 0 | 197 | 2.10E+11 | 8.08E+10 | 7850 | 5.126 | 0.063
[8 empty] | 197.2 | 232 | 5.126 | 63 | Steel | No | 0 | 4163.93 | 0 | 0 | 343400000000 | 343400000000 | 21430000000 | 21430000000 | 0 | 0 | 264300000000 | 25673.1 | 111400000000 | 0.65 | N/A | Yes | BEM | Hydrodynamics | (with | Morison | drag) | 0 | 0 | 0
| 32 | 210000000000 | 80769000000 | 7850 | 5.1 | 0.05 |  | 198.1 | 232 | 5.1 | 50 | Steel | No | 0 | 4163.93 | 0 | 0 | 343400000000 | 343400000000 | 21430000000 | 21430000000 | 0 | 0 | 264300000000 | 25673.1 | 111400000000 | 0.65 | N/A | Yes | BEM | Hydrodynamics | (with | Morison | drag) | 0 | 0 | 0 | [9 empty] | 198 | 232 | 233 | 198 | 198 | 1c | 0 | 198 | 2.10E+11 | 8.08E+10 | 7850 | 5.1 | 0.05
[8 empty] | 198.2 | 233 | 5.1 | 50 | Steel | No | 0 | 4163.93 | 0 | 0 | 343400000000 | 343400000000 | 21430000000 | 21430000000 | 0 | 0 | 264300000000 | 25673.1 | 111400000000 | 0.65 | N/A | Yes | BEM | Hydrodynamics | (with | Morison | drag) | 0 | 0 | 0
| 31 | 210000000000 | 80769000000 | 7850 | 5.086 | 0.043 |  | 199.1 | 233 | 5.086 | 43 | Steel | No | 0 | 4163.93 | 0 | 0 | 343400000000 | 343400000000 | 21430000000 | 21430000000 | 0 | 0 | 264300000000 | 25673.1 | 111400000000 | 0.65 | N/A | Yes | BEM | Hydrodynamics | (with | Morison | drag) | 0 | 0 | 0 | [9 empty] | 199 | 233 | 234 | 199 | 199 | 1c | 0 | 199 | 2.10E+11 | 8.08E+10 | 7850 | 5.086 | 0.043
[8 empty] | 199.2 | 234 | 5.086 | 43 | Steel | No | 0 | 4163.93 | 0 | 0 | 343400000000 | 343400000000 | 21430000000 | 21430000000 | 0 | 0 | 264300000000 | 25673.1 | 111400000000 | 0.65 | N/A | Yes | BEM | Hydrodynamics | (with | Morison | drag) | 0 | 0 | 0
| 30 | 210000000000 | 80769000000 | 7850 | 5.08 | 0.04 |  | 200.1 | 234 | 5.08 | 40 | Steel | No | 0 | 4042.29 | 0 | 0 | 333500000000 | 333500000000 | 20800000000 | 20800000000 | 0 | 0 | 256600000000 | 24933 | 108100000000 | 0.65 | N/A | Yes | BEM | Hydrodynamics | (with | Morison | drag) | 0 | 0 | 0 | [9 empty] | 200 | 234 | 235 | 200 | 200 | 1c | 0 | 200 | 2.10E+11 | 8.08E+10 | 7850 | 5.08 | 0.04
[8 empty] | 200.2 | 235 | 5.08 | 40 | Steel | No | 0 | 4042.29 | 0 | 0 | 333500000000 | 333500000000 | 20800000000 | 20800000000 | 0 | 0 | 256600000000 | 24933 | 108100000000 | 0.65 | N/A | Yes | BEM | Hydrodynamics | (with | Morison | drag) | 0 | 0 | 0
| 29 | 210000000000 | 80769000000 | 7850 | 5.076 | 0.038 |  | 201.1 | 235 | 5.076 | 38 | Steel | No | 0 | 3920.59 | 0 | 0 | 323600000000 | 323600000000 | 20180000000 | 20180000000 | 0 | 0 | 249000000000 | 24192.1 | 104900000000 | 0.65 | N/A | Yes | BEM | Hydrodynamics | (with | Morison | drag) | 0 | 0 | 0 | [9 empty] | 201 | 235 | 236 | 201 | 201 | 1c | 0 | 201 | 2.10E+11 | 8.08E+10 | 7850 | 5.076 | 0.038
[8 empty] | 201.2 | 236 | 5.076 | 38 | Steel | No | 0 | 3920.59 | 0 | 0 | 323600000000 | 323600000000 | 20180000000 | 20180000000 | 0 | 0 | 249000000000 | 24192.1 | 104900000000 | 0.65 | N/A | Yes | BEM | Hydrodynamics | (with | Morison | drag) | 0 | 0 | 0
| 28 | 210000000000 | 80769000000 | 7850 | 5.074 | 0.037 |  | 202.1 | 236 | 5.074 | 37 | Steel | No | 0 | 3798.82 | 0 | 0 | 313700000000 | 313700000000 | 19550000000 | 19550000000 | 0 | 0 | 241400000000 | 23450 | 101600000000 | 0.65 | N/A | Yes | BEM | Hydrodynamics | (with | Morison | drag) | 0 | 0 | 0 | [9 empty] | 202 | 236 | 237 | 202 | 202 | 1c | 0 | 202 | 2.10E+11 | 8.08E+10 | 7850 | 5.074 | 0.037
[8 empty] | 202.2 | 237 | 5.074 | 37 | Steel | No | 0 | 3798.82 | 0 | 0 | 313700000000 | 313700000000 | 19550000000 | 19550000000 | 0 | 0 | 241400000000 | 23450 | 101600000000 | 0.65 | N/A | Yes | BEM | Hydrodynamics | (with | Morison | drag) | 0 | 0 | 0
| 27 | 210000000000 | 80769000000 | 7850 | 5.072 | 0.036 |  | 203.1 | 237 | 5.072 | 36 | Steel | No | 0 | 3798.82 | 0 | 0 | 313700000000 | 313700000000 | 19550000000 | 19550000000 | 0 | 0 | 241400000000 | 23450 | 101600000000 | 0.65 | N/A | Yes | BEM | Hydrodynamics | (with | Morison | drag) | 0 | 0 | 0 | [9 empty] | 203 | 237 | 238 | 203 | 203 | 1c | 0 | 203 | 2.10E+11 | 8.08E+10 | 7850 | 5.072 | 0.036
[8 empty] | 203.2 | 238 | 5.072 | 36 | Steel | No | 0 | 3798.82 | 0 | 0 | 313700000000 | 313700000000 | 19550000000 | 19550000000 | 0 | 0 | 241400000000 | 23450 | 101600000000 | 0.65 | N/A | Yes | BEM | Hydrodynamics | (with | Morison | drag) | 0 | 0 | 0
| 26 | 210000000000 | 80769000000 | 7850 | 5.07 | 0.035 |  | 204.1 | 238 | 5.07 | 35 | Steel | No | 0 | 3677.02 | 0 | 0 | 303700000000 | 303700000000 | 18920000000 | 18920000000 | 0 | 0 | 233700000000 | 22707.3 | 98370000000 | 0.65 | N/A | Yes | BEM | Hydrodynamics | (with | Morison | drag) | 0 | 0 | 0 | [9 empty] | 204 | 238 | 239 | 204 | 204 | 1c | 0 | 204 | 2.10E+11 | 8.08E+10 | 7850 | 5.07 | 0.035
[8 empty] | 204.2 | 239 | 5.07 | 35 | Steel | No | 0 | 3677.02 | 0 | 0 | 303700000000 | 303700000000 | 18920000000 | 18920000000 | 0 | 0 | 233700000000 | 22707.3 | 98370000000 | 0.65 | N/A | Yes | BEM | Hydrodynamics | (with | Morison | drag) | 0 | 0 | 0
| 25 | 210000000000 | 80769000000 | 7850 | 5.066 | 0.033 |  | 205.1 | 239 | 5.066 | 33 | Steel | No | 0 | 3555.18 | 0 | 0 | 293800000000 | 293800000000 | 18300000000 | 18300000000 | 0 | 0 | 226100000000 | 21963.6 | 95110000000 | 0.65 | N/A | Yes | BEM | Hydrodynamics | (with | Morison | drag) | 0 | 0 | 0 | [9 empty] | 205 | 239 | 240 | 205 | 205 | 1c | 0 | 205 | 2.10E+11 | 8.08E+10 | 7850 | 5.066 | 0.033
[8 empty] | 205.2 | 240 | 5.066 | 33 | Steel | No | 0 | 3555.18 | 0 | 0 | 293800000000 | 293800000000 | 18300000000 | 18300000000 | 0 | 0 | 226100000000 | 21963.6 | 95110000000 | 0.65 | N/A | Yes | BEM | Hydrodynamics | (with | Morison | drag) | 0 | 0 | 0
| 24 | 210000000000 | 80769000000 | 7850 | 5.066 | 0.033 |  | 206.1 | 240 | 5.066 | 33 | Steel | No | 0 | 3555.18 | 0 | 0 | 293800000000 | 293800000000 | 18300000000 | 18300000000 | 0 | 0 | 226100000000 | 21963.6 | 95110000000 | 0.65 | N/A | Yes | BEM | Hydrodynamics | (with | Morison | drag) | 0 | 0 | 0 | [9 empty] | 206 | 240 | 241 | 206 | 206 | 1c | 0 | 206 | 2.10E+11 | 8.08E+10 | 7850 | 5.066 | 0.033
[8 empty] | 206.2 | 241 | 5.066 | 33 | Steel | No | 0 | 3555.18 | 0 | 0 | 293800000000 | 293800000000 | 18300000000 | 18300000000 | 0 | 0 | 226100000000 | 21963.6 | 95110000000 | 0.65 | N/A | Yes | BEM | Hydrodynamics | (with | Morison | drag) | 0 | 0 | 0
| 23 | 210000000000 | 80769000000 | 7850 | 5.066 | 0.033 |  | 207.1 | 241 | 5.066 | 33 | Steel | No | 0 | 3433.29 | 0 | 0 | 283800000000 | 283800000000 | 17670000000 | 17670000000 | 0 | 0 | 218400000000 | 21219.1 | 91850000000 | 0.65 | N/A | Yes | BEM | Hydrodynamics | (with | Morison | drag) | 0 | 0 | 0 | [9 empty] | 207 | 241 | 242 | 207 | 207 | 1c | 0 | 207 | 2.10E+11 | 8.08E+10 | 7850 | 5.066 | 0.033
[8 empty] | 207.2 | 242 | 5.066 | 33 | Steel | No | 0 | 3433.29 | 0 | 0 | 283800000000 | 283800000000 | 17670000000 | 17670000000 | 0 | 0 | 218400000000 | 21219.1 | 91850000000 | 0.65 | N/A | Yes | BEM | Hydrodynamics | (with | Morison | drag) | 0 | 0 | 0
| 22 | 210000000000 | 80769000000 | 7850 | 5.066 | 0.033 |  | 208.1 | 242 | 5.066 | 33 | Steel | No | 0 | 3433.29 | 0 | 0 | 283800000000 | 283800000000 | 17670000000 | 17670000000 | 0 | 0 | 218400000000 | 21219.1 | 91850000000 | 0.65 | N/A | Yes | BEM | Hydrodynamics | (with | Morison | drag) | 0 | 0 | 0 | [9 empty] | 208 | 242 | 243 | 208 | 208 | 1c | 0 | 208 | 2.10E+11 | 8.08E+10 | 7850 | 5.066 | 0.033
[8 empty] | 208.2 | 243 | 5.066 | 33 | Steel | No | 0 | 3433.29 | 0 | 0 | 283800000000 | 283800000000 | 17670000000 | 17670000000 | 0 | 0 | 218400000000 | 21219.1 | 91850000000 | 0.65 | N/A | Yes | BEM | Hydrodynamics | (with | Morison | drag) | 0 | 0 | 0
| 21 | 210000000000 | 80769000000 | 7850 | 5.066 | 0.029 |  | 209.1 | 243 | 5.066 | 29 | Steel | No | 0 | 3311.32 | 0 | 0 | 273800000000 | 273800000000 | 17040000000 | 17040000000 | 0 | 0 | 210700000000 | 20473.4 | 88580000000 | 0.65 | N/A | Yes | BEM | Hydrodynamics | (with | Morison | drag) | 0 | 0 | 0 | [9 empty] | 209 | 243 | 244 | 209 | 209 | 1c | 0 | 209 | 2.10E+11 | 8.08E+10 | 7850 | 5.066 | 0.029
[8 empty] | 209.2 | 244 | 5.066 | 29 | Steel | No | 0 | 3311.32 | 0 | 0 | 273800000000 | 273800000000 | 17040000000 | 17040000000 | 0 | 0 | 210700000000 | 20473.4 | 88580000000 | 0.65 | N/A | Yes | BEM | Hydrodynamics | (with | Morison | drag) | 0 | 0 | 0
| 20 | 210000000000 | 80769000000 | 7850 | 5.066 | 0.028 |  | 210.1 | 244 | 5.066 | 28 | Steel | N/A | 0 | 3189.32 | 0 | 0 | 263900000000 | 263900000000 | 16410000000 | 16410000000 | 0 | 0 | 203100000000 | 19727.1 | 85320000000 | 0.65 | N/A | No | BEM | Hydrodynamics | (with | Morison | drag) | 0 | 0 | 0 | [9 empty] | 210 | 244 | 245 | 210 | 210 | 1c | 0 | 210 | 2.10E+11 | 8.08E+10 | 7850 | 5.066 | 0.028
[8 empty] | 210.2 | 245 | 5.066 | 28 | Steel | N/A | 0 | 3189.32 | 0 | 0 | 263900000000 | 263900000000 | 16410000000 | 16410000000 | 0 | 0 | 203100000000 | 19727.1 | 85320000000 | 0.65 | N/A | No | BEM | Hydrodynamics | (with | Morison | drag) | 0 | 0 | 0
| 19 | 210000000000 | 80769000000 | 7850 | 5.066 | 0.027 |  | 211.1 | 245 | 5.066 | 27 | Steel | N/A | 0 | 3189.32 | 0 | 0 | 263900000000 | 263900000000 | 16410000000 | 16410000000 | 0 | 0 | 203100000000 | 19727.1 | 85320000000 | 0.65 | N/A | No | BEM | Hydrodynamics | (with | Morison | drag) | 0 | 0 | 0 | [9 empty] | 211 | 245 | 246 | 211 | 211 | 1c | 0 | 211 | 2.10E+11 | 8.08E+10 | 7850 | 5.066 | 0.027
[8 empty] | 211.2 | 246 | 5.066 | 27 | Steel | N/A | 0 | 3189.32 | 0 | 0 | 263900000000 | 263900000000 | 16410000000 | 16410000000 | 0 | 0 | 203100000000 | 19727.1 | 85320000000 | 0.65 | N/A | No | BEM | Hydrodynamics | (with | Morison | drag) | 0 | 0 | 0
| 18 | 210000000000 | 80769000000 | 7850 | 5.066 | 0.026 |  | 212.1 | 246 | 5.066 | 26 | Steel | N/A | 0 | 3067.28 | 0 | 0 | 253900000000 | 253900000000 | 15790000000 | 15790000000 | 0 | 0 | 195400000000 | 18979.8 | 82050000000 | 0.65 | N/A | No | BEM | Hydrodynamics | (with | Morison | drag) | 0 | 0 | 0 | [9 empty] | 212 | 246 | 247 | 212 | 212 | 1c | 0 | 212 | 2.10E+11 | 8.08E+10 | 7850 | 5.066 | 0.026
[8 empty] | 212.2 | 247 | 5.066 | 26 | Steel | N/A | 0 | 3067.28 | 0 | 0 | 253900000000 | 253900000000 | 15790000000 | 15790000000 | 0 | 0 | 195400000000 | 18979.8 | 82050000000 | 0.65 | N/A | No | BEM | Hydrodynamics | (with | Morison | drag) | 0 | 0 | 0
| 17 | 210000000000 | 80769000000 | 7850 | 5.066 | 0.025 |  | 213.1 | 247 | 5.066 | 25 | Steel | N/A | 0 | 2945.16 | 0 | 0 | 243900000000 | 243900000000 | 15160000000 | 15160000000 | 0 | 0 | 187700000000 | 18231.4 | 78790000000 | 0.65 | N/A | No | BEM | Hydrodynamics | (with | Morison | drag) | 0 | 0 | 0 | [9 empty] | 213 | 247 | 248 | 213 | 213 | 1c | 0 | 213 | 2.10E+11 | 8.08E+10 | 7850 | 5.066 | 0.025
[8 empty] | 213.2 | 248 | 5.066 | 25 | Steel | N/A | 0 | 2945.16 | 0 | 0 | 243900000000 | 243900000000 | 15160000000 | 15160000000 | 0 | 0 | 187700000000 | 18231.4 | 78790000000 | 0.65 | N/A | No | BEM | Hydrodynamics | (with | Morison | drag) | 0 | 0 | 0
| 16 | 210000000000 | 80769000000 | 7850 | 5.066 | 0.024 |  | 214.1 | 248 | 5.066 | 24 | Steel | N/A | 0 | 2823.03 | 0 | 0 | 233800000000 | 233800000000 | 14530000000 | 14530000000 | 0 | 0 | 179900000000 | 17482.3 | 75520000000 | 0.65 | N/A | No | BEM | Hydrodynamics | (with | Morison | drag) | 0 | 0 | 0 | [9 empty] | 214 | 248 | 249 | 214 | 214 | 1c | 0 | 214 | 2.10E+11 | 8.08E+10 | 7850 | 5.066 | 0.024
[8 empty] | 214.2 | 249 | 5.066 | 24 | Steel | N/A | 0 | 2823.03 | 0 | 0 | 233800000000 | 233800000000 | 14530000000 | 14530000000 | 0 | 0 | 179900000000 | 17482.3 | 75520000000 | 0.65 | N/A | No | BEM | Hydrodynamics | (with | Morison | drag) | 0 | 0 | 0
| 15 | 210000000000 | 80769000000 | 7850 | 5.066 | 0.024 |  | 215.1 | 249 | 5.066 | 24 | Steel | N/A | 0 | 2700.84 | 0 | 0 | 223800000000 | 223800000000 | 13900000000 | 13900000000 | 0 | 0 | 172200000000 | 16732.3 | 72250000000 | 0.65 | N/A | No | BEM | Hydrodynamics | (with | Morison | drag) | 0 | 0 | 0 | [9 empty] | 215 | 249 | 250 | 215 | 215 | 1c | 0 | 215 | 2.10E+11 | 8.08E+10 | 7850 | 5.066 | 0.024
[8 empty] | 215.2 | 250 | 5.066 | 24 | Steel | N/A | 0 | 2700.84 | 0 | 0 | 223800000000 | 223800000000 | 13900000000 | 13900000000 | 0 | 0 | 172200000000 | 16732.3 | 72250000000 | 0.65 | N/A | No | BEM | Hydrodynamics | (with | Morison | drag) | 0 | 0 | 0
| 14 | 210000000000 | 80769000000 | 7850 | 5.066 | 0.024 |  | 216.1 | 250 | 5.066 | 24 | Steel | N/A | 0 | 2700.84 | 0 | 0 | 223800000000 | 223800000000 | 13900000000 | 13900000000 | 0 | 0 | 172200000000 | 16732.3 | 72250000000 | 0.65 | N/A | No | BEM | Hydrodynamics | (with | Morison | drag) | 0 | 0 | 0 | [9 empty] | 216 | 250 | 251 | 216 | 216 | 1c | 0 | 216 | 2.10E+11 | 8.08E+10 | 7850 | 5.066 | 0.024
[8 empty] | 216.2 | 251 | 5.066 | 24 | Steel | N/A | 0 | 2700.84 | 0 | 0 | 223800000000 | 223800000000 | 13900000000 | 13900000000 | 0 | 0 | 172200000000 | 16732.3 | 72250000000 | 0.65 | N/A | No | BEM | Hydrodynamics | (with | Morison | drag) | 0 | 0 | 0
| 13 | 210000000000 | 80769000000 | 7850 | 5.066 | 0.024 |  | 217.1 | 251 | 5.066 | 24 | Steel | N/A | 0 | 2700.84 | 0 | 0 | 223800000000 | 223800000000 | 13900000000 | 13900000000 | 0 | 0 | 172200000000 | 16732.3 | 72250000000 | 0.65 | N/A | No | BEM | Hydrodynamics | (with | Morison | drag) | 0 | 0 | 0 | [9 empty] | 217 | 251 | 252 | 217 | 217 | 1c | 0 | 217 | 2.10E+11 | 8.08E+10 | 7850 | 5.066 | 0.024
[8 empty] | 217.2 | 252 | 5.066 | 24 | Steel | N/A | 0 | 2624.88 | 0 | 0 | 205500000000 | 205500000000 | 13510000000 | 13510000000 | 0 | 0 | 158100000000 | 15360 | 70220000000 | 0.65 | N/A | No | BEM | Hydrodynamics | (with | Morison | drag) | 0 | 0 | 0
| 12 | 210000000000 | 80769000000 | 7850 | 4.9204 | 0.02 |  | 218.1 | 252 | 4.9204 | 20 | Steel | N/A | 0 | 2624.88 | 0 | 0 | 205500000000 | 205500000000 | 13510000000 | 13510000000 | 0 | 0 | 158100000000 | 15360 | 70220000000 | 0.65 | N/A | No | BEM | Hydrodynamics | (with | Morison | drag) | 0 | 0 | 0 | [9 empty] | 218 | 252 | 253 | 218 | 218 | 1c | 0 | 218 | 2.10E+11 | 8.08E+10 | 7850 | 4.9204 | 0.02
[8 empty] | 218.2 | 253 | 4.9204 | 20 | Steel | N/A | 0 | 2547.29 | 0 | 0 | 187800000000 | 187800000000 | 13110000000 | 13110000000 | 0 | 0 | 144500000000 | 14037.8 | 68140000000 | 0.65 | N/A | No | BEM | Hydrodynamics | (with | Morison | drag) | 0 | 0 | 0
| 11 | 210000000000 | 80769000000 | 7850 | 4.7719 | 0.02 |  | 219.1 | 253 | 4.7719 | 20 | Steel | N/A | 0 | 2547.29 | 0 | 0 | 187800000000 | 187800000000 | 13110000000 | 13110000000 | 0 | 0 | 144500000000 | 14037.8 | 68140000000 | 0.65 | N/A | No | BEM | Hydrodynamics | (with | Morison | drag) | 0 | 0 | 0 | [9 empty] | 219 | 253 | 254 | 219 | 219 | 1c | 0 | 219 | 2.10E+11 | 8.08E+10 | 7850 | 4.7719 | 0.02
[8 empty] | 219.2 | 254 | 4.7719 | 20 | Steel | N/A | 0 | 2469.71 | 0 | 0 | 171100000000 | 171100000000 | 12710000000 | 12710000000 | 0 | 0 | 131700000000 | 12793.8 | 66070000000 | 0.65 | N/A | No | BEM | Hydrodynamics | (with | Morison | drag) | 0 | 0 | 0
| 10 | 210000000000 | 80769000000 | 7850 | 4.6234 | 0.019 |  | 220.1 | 254 | 4.6234 | 19 | Steel | N/A | 0 | 2581.39 | 0 | 0 | 178800000000 | 178800000000 | 13290000000 | 13290000000 | 0 | 0 | 137600000000 | 13366.5 | 69060000000 | 0.65 | N/A | No | BEM | Hydrodynamics | (with | Morison | drag) | 0 | 0 | 0 | [9 empty] | 220 | 254 | 255 | 220 | 220 | 1c | 0 | 220 | 2.10E+11 | 8.08E+10 | 7850 | 4.6234 | 0.019
[8 empty] | 220.2 | 255 | 4.6234 | 19 | Steel | N/A | 0 | 2500.28 | 0 | 0 | 162500000000 | 162500000000 | 12870000000 | 12870000000 | 0 | 0 | 125000000000 | 12145.7 | 66890000000 | 0.65 | N/A | No | BEM | Hydrodynamics | (with | Morison | drag) | 0 | 0 | 0
| 9 | 210000000000 | 80769000000 | 7850 | 4.4749 | 0.019 |  | 221.1 | 255 | 4.4749 | 19 | Steel | N/A | 0 | 2716.47 | 0 | 0 | 176300000000 | 176300000000 | 13980000000 | 13980000000 | 0 | 0 | 135700000000 | 13184 | 72670000000 | 0.65 | N/A | No | BEM | Hydrodynamics | (with | Morison | drag) | 0 | 0 | 0 | [9 empty] | 221 | 255 | 256 | 221 | 221 | 1c | 0 | 221 | 2.10E+11 | 8.08E+10 | 7850 | 4.4749 | 0.019
[8 empty] | 221.2 | 256 | 4.4749 | 19 | Steel | N/A | 0 | 2628.31 | 0 | 0 | 159700000000 | 159700000000 | 13530000000 | 13530000000 | 0 | 0 | 122900000000 | 11941.6 | 70310000000 | 0.65 | N/A | No | BEM | Hydrodynamics | (with | Morison | drag) | 0 | 0 | 0
| 8 | 210000000000 | 80769000000 | 7850 | 4.3265 | 0.018 |  | 222.1 | 256 | 4.3265 | 18 | Steel | N/A | 0 | 2523.75 | 0 | 0 | 153400000000 | 153400000000 | 12990000000 | 12990000000 | 0 | 0 | 118100000000 | 11471.9 | 67510000000 | 0.65 | N/A | No | BEM | Hydrodynamics | (with | Morison | drag) | 0 | 0 | 0 | [9 empty] | 222 | 256 | 257 | 222 | 222 | 1c | 0 | 222 | 2.10E+11 | 8.08E+10 | 7850 | 4.3265 | 0.018
[8 empty] | 222.2 | 257 | 4.3265 | 18 | Steel | N/A | 0 | 2438.52 | 0 | 0 | 138400000000 | 138400000000 | 12550000000 | 12550000000 | 0 | 0 | 106500000000 | 10348.5 | 65230000000 | 0.65 | N/A | No | BEM | Hydrodynamics | (with | Morison | drag) | 0 | 0 | 0
[8 empty] | 223.1 | 86 | 1 | 20 | Floater | No | 0 | 6.158e-05 | 0 | 0 | 1553000000 | 1553000000 | 2488000000 | 2488000000 | 0 | 0 | 1195000000 | 1.479e-05 | 12930000000 | 0.65 | N/A | Yes | BEM | Hydrodynamics | (with | Morison | drag) | 0 | 0 | 0 | [9 empty] | 223 | 86 | 58 | 223 | 223 | 1c | 0 | 223 | 2.10E+11 | 8.08E+10 | 7850 | 1 | 0.02
[8 empty] | 223.2 | 58 | 1 | 20 | Floater | No | 0 | 6.158e-05 | 0 | 0 | 1553000000 | 1553000000 | 2488000000 | 2488000000 | 0 | 0 | 1195000000 | 1.479e-05 | 12930000000 | 0.65 | N/A | Yes | BEM | Hydrodynamics | (with | Morison | drag) | 0 | 0 | 0
[8 empty] | 224.1 | 274 | 1 | 30 | Floater | No | 0 | 9.142e-05 | 0 | 0 | 2260000000 | 2260000000 | 3693000000 | 3693000000 | 0 | 0 | 1739000000 | 2.152e-05 | 19200000000 | 0.65 | N/A | Yes | BEM | Hydrodynamics | (with | Morison | drag) | 0 | 0 | 0 | [9 empty] | 224 | 274 | 182 | 224 | 224 | 1c | 0 | 224 | 2.10E+11 | 8.08E+10 | 7850 | 1 | 0.03
[8 empty] | 224.2 | 181 | 1 | 30 | Floater | No | 0 | 9.142e-05 | 0 | 0 | 2260000000 | 2260000000 | 3693000000 | 3693000000 | 0 | 0 | 1739000000 | 2.152e-05 | 19200000000 | 0.65 | N/A | Yes | BEM | Hydrodynamics | (with | Morison | drag) | 0 | 0 | 0
[8 empty] | 225.1 | 181 | 1 | 30 | Floater | No | 0 | 9.142e-05 | 0 | 0 | 2260000000 | 2260000000 | 3693000000 | 3693000000 | 0 | 0 | 1739000000 | 2.152e-05 | 19200000000 | 0.65 | N/A | Yes | BEM | Hydrodynamics | (with | Morison | drag) | 0 | 0 | 0 | [9 empty] | 225 | 181 | 182 | 225 | 225 | 1c | 0 | 225 | 2.10E+11 | 8.08E+10 | 7850 | 1 | 0.03
[8 empty] | 225.2 | 182 | 1 | 30 | Floater | No | 0 | 9.142e-05 | 0 | 0 | 2260000000 | 2260000000 | 3693000000 | 3693000000 | 0 | 0 | 1739000000 | 2.152e-05 | 19200000000 | 0.65 | N/A | Yes | BEM | Hydrodynamics | (with | Morison | drag) | 0 | 0 | 0
[8 empty] | 226.1 | 182 | 1 | 30 | Floater | No | 0 | 9.142e-05 | 0 | 0 | 2260000000 | 2260000000 | 3693000000 | 3693000000 | 0 | 0 | 1739000000 | 2.152e-05 | 19200000000 | 0.65 | N/A | Yes | BEM | Hydrodynamics | (with | Morison | drag) | 0 | 0 | 0 | [9 empty] | 226 | 181 | 271 | 226 | 226 | 1c | 0 | 226 | 2.10E+11 | 8.08E+10 | 7850 | 1 | 0.03
[8 empty] | 226.2 | 271 | 1 | 30 | Floater | No | 0 | 9.142e-05 | 0 | 0 | 2260000000 | 2260000000 | 3693000000 | 3693000000 | 0 | 0 | 1739000000 | 2.152e-05 | 19200000000 | 0.65 | N/A | Yes | BEM | Hydrodynamics | (with | Morison | drag) | 0 | 0 | 0
[8 empty] | 227.1 | 275 | 1 | 30 | Floater | No | 0 | 9.142e-05 | 0 | 0 | 2260000000 | 2260000000 | 3693000000 | 3693000000 | 0 | 0 | 1739000000 | 2.152e-05 | 19200000000 | 0.65 | N/A | Yes | BEM | Hydrodynamics | (with | Morison | drag) | 0 | 0 | 0 | [9 empty] | 227 | 275 | 184 | 227 | 227 | 1c | 0 | 227 | 2.10E+11 | 8.08E+10 | 7850 | 1 | 0.03
[8 empty] | 227.2 | 183 | 1 | 30 | Floater | No | 0 | 9.142e-05 | 0 | 0 | 2260000000 | 2260000000 | 3693000000 | 3693000000 | 0 | 0 | 1739000000 | 2.152e-05 | 19200000000 | 0.65 | N/A | Yes | BEM | Hydrodynamics | (with | Morison | drag) | 0 | 0 | 0
[8 empty] | 228.1 | 183 | 1 | 30 | Floater | No | 0 | 9.142e-05 | 0 | 0 | 2260000000 | 2260000000 | 3693000000 | 3693000000 | 0 | 0 | 1739000000 | 2.152e-05 | 19200000000 | 0.65 | N/A | Yes | BEM | Hydrodynamics | (with | Morison | drag) | 0 | 0 | 0 | [9 empty] | 228 | 183 | 184 | 228 | 228 | 1c | 0 | 228 | 2.10E+11 | 8.08E+10 | 7850 | 1 | 0.03
[8 empty] | 228.2 | 184 | 1 | 30 | Floater | No | 0 | 9.142e-05 | 0 | 0 | 2260000000 | 2260000000 | 3693000000 | 3693000000 | 0 | 0 | 1739000000 | 2.152e-05 | 19200000000 | 0.65 | N/A | Yes | BEM | Hydrodynamics | (with | Morison | drag) | 0 | 0 | 0
[8 empty] | 229.1 | 184 | 1 | 30 | Floater | No | 0 | 9.142e-05 | 0 | 0 | 2260000000 | 2260000000 | 3693000000 | 3693000000 | 0 | 0 | 1739000000 | 2.152e-05 | 19200000000 | 0.65 | N/A | Yes | BEM | Hydrodynamics | (with | Morison | drag) | 0 | 0 | 0 | [9 empty] | 229 | 183 | 272 | 229 | 229 | 1c | 0 | 229 | 2.10E+11 | 8.08E+10 | 7850 | 1 | 0.03
[8 empty] | 229.2 | 272 | 1 | 30 | Floater | No | 0 | 9.142e-05 | 0 | 0 | 2260000000 | 2260000000 | 3693000000 | 3693000000 | 0 | 0 | 1739000000 | 2.152e-05 | 19200000000 | 0.65 | N/A | Yes | BEM | Hydrodynamics | (with | Morison | drag) | 0 | 0 | 0
[8 empty] | 230.1 | 276 | 1 | 30 | Floater | No | 0 | 9.142e-05 | 0 | 0 | 2260000000 | 2260000000 | 3693000000 | 3693000000 | 0 | 0 | 1739000000 | 2.152e-05 | 19200000000 | 0.65 | N/A | Yes | BEM | Hydrodynamics | (with | Morison | drag) | 0 | 0 | 0 | [9 empty] | 230 | 276 | 186 | 230 | 230 | 1c | 0 | 230 | 2.10E+11 | 8.08E+10 | 7850 | 1 | 0.03
[8 empty] | 230.2 | 185 | 1 | 30 | Floater | No | 0 | 9.142e-05 | 0 | 0 | 2260000000 | 2260000000 | 3693000000 | 3693000000 | 0 | 0 | 1739000000 | 2.152e-05 | 19200000000 | 0.65 | N/A | Yes | BEM | Hydrodynamics | (with | Morison | drag) | 0 | 0 | 0
[8 empty] | 231.1 | 185 | 1 | 30 | Floater | No | 0 | 9.142e-05 | 0 | 0 | 2260000000 | 2260000000 | 3693000000 | 3693000000 | 0 | 0 | 1739000000 | 2.152e-05 | 19200000000 | 0.65 | N/A | Yes | BEM | Hydrodynamics | (with | Morison | drag) | 0 | 0 | 0 | [9 empty] | 231 | 185 | 186 | 231 | 231 | 1c | 0 | 231 | 2.10E+11 | 8.08E+10 | 7850 | 1 | 0.03
[8 empty] | 231.2 | 186 | 1 | 30 | Floater | No | 0 | 9.142e-05 | 0 | 0 | 2260000000 | 2260000000 | 3693000000 | 3693000000 | 0 | 0 | 1739000000 | 2.152e-05 | 19200000000 | 0.65 | N/A | Yes | BEM | Hydrodynamics | (with | Morison | drag) | 0 | 0 | 0
[8 empty] | 232.1 | 186 | 1 | 30 | Floater | No | 0 | 9.142e-05 | 0 | 0 | 2260000000 | 2260000000 | 3693000000 | 3693000000 | 0 | 0 | 1739000000 | 2.152e-05 | 19200000000 | 0.65 | N/A | Yes | BEM | Hydrodynamics | (with | Morison | drag) | 0 | 0 | 0 | [9 empty] | 232 | 185 | 273 | 232 | 232 | 1c | 0 | 232 | 2.10E+11 | 8.08E+10 | 7850 | 1 | 0.03
[8 empty] | 232.2 | 273 | 1 | 30 | Floater | No | 0 | 9.142e-05 | 0 | 0 | 2260000000 | 2260000000 | 3693000000 | 3693000000 | 0 | 0 | 1739000000 | 2.152e-05 | 19200000000 | 0.65 | N/A | Yes | BEM | Hydrodynamics | (with | Morison | drag) | 0 | 0 | 0
[8 empty] | 233.1 | 63 | 0.8 | 15 | Floater | No | 0 | 3.699e-05 | 0 | 0 | 598600000 | 598600000 | 1494000000 | 1494000000 | 0 | 0 | 460600000 | 5.701e-06 | 7768000000 | 0.65 | N/A | Yes | BEM | Hydrodynamics | (with | Morison | drag) | 0 | 0 | 0 | [9 empty] | 233 | 63 | 187 | 233 | 233 | 1c | 0 | 233 | 2.10E+11 | 8.08E+10 | 7850 | 0.8 | 0.015
[8 empty] | 233.2 | 187 | 0.8 | 15 | Floater | No | 0 | 3.699e-05 | 0 | 0 | 598600000 | 598600000 | 1494000000 | 1494000000 | 0 | 0 | 460600000 | 5.701e-06 | 7768000000 | 0.65 | N/A | Yes | BEM | Hydrodynamics | (with | Morison | drag) | 0 | 0 | 0
[8 empty] | 234.1 | 187 | 0.8 | 15 | Floater | No | 0 | 3.699e-05 | 0 | 0 | 598600000 | 598600000 | 1494000000 | 1494000000 | 0 | 0 | 460600000 | 5.701e-06 | 7768000000 | 0.65 | N/A | Yes | BEM | Hydrodynamics | (with | Morison | drag) | 0 | 0 | 0 | [9 empty] | 234 | 187 | 188 | 234 | 234 | 1c | 0 | 234 | 2.10E+11 | 8.08E+10 | 7850 | 0.8 | 0.015
[8 empty] | 234.2 | 188 | 0.8 | 15 | Floater | No | 0 | 3.699e-05 | 0 | 0 | 598600000 | 598600000 | 1494000000 | 1494000000 | 0 | 0 | 460600000 | 5.701e-06 | 7768000000 | 0.65 | N/A | Yes | BEM | Hydrodynamics | (with | Morison | drag) | 0 | 0 | 0
[8 empty] | 235.1 | 188 | 0.8 | 15 | Floater | No | 0 | 3.699e-05 | 0 | 0 | 598600000 | 598600000 | 1494000000 | 1494000000 | 0 | 0 | 460600000 | 5.701e-06 | 7768000000 | 0.65 | N/A | Yes | BEM | Hydrodynamics | (with | Morison | drag) | 0 | 0 | 0 | [9 empty] | 235 | 188 | 126 | 235 | 235 | 1c | 0 | 235 | 2.10E+11 | 8.08E+10 | 7850 | 0.8 | 0.015
[8 empty] | 235.2 | 126 | 0.8 | 15 | Floater | No | 0 | 3.699e-05 | 0 | 0 | 598600000 | 598600000 | 1494000000 | 1494000000 | 0 | 0 | 460600000 | 5.701e-06 | 7768000000 | 0.65 | N/A | Yes | BEM | Hydrodynamics | (with | Morison | drag) | 0 | 0 | 0
[8 empty] | 236.1 | 71 | 0.8 | 15 | Floater | No | 0 | 3.699e-05 | 0 | 0 | 598600000 | 598600000 | 1494000000 | 1494000000 | 0 | 0 | 460600000 | 5.701e-06 | 7768000000 | 0.65 | N/A | Yes | BEM | Hydrodynamics | (with | Morison | drag) | 0 | 0 | 0 | [9 empty] | 236 | 71 | 189 | 236 | 236 | 1c | 0 | 236 | 2.10E+11 | 8.08E+10 | 7850 | 0.8 | 0.015
[8 empty] | 236.2 | 189 | 0.8 | 15 | Floater | No | 0 | 3.699e-05 | 0 | 0 | 598600000 | 598600000 | 1494000000 | 1494000000 | 0 | 0 | 460600000 | 5.701e-06 | 7768000000 | 0.65 | N/A | Yes | BEM | Hydrodynamics | (with | Morison | drag) | 0 | 0 | 0
[8 empty] | 237.1 | 189 | 0.8 | 15 | Floater | No | 0 | 3.699e-05 | 0 | 0 | 598600000 | 598600000 | 1494000000 | 1494000000 | 0 | 0 | 460600000 | 5.701e-06 | 7768000000 | 0.65 | N/A | Yes | BEM | Hydrodynamics | (with | Morison | drag) | 0 | 0 | 0 | [9 empty] | 237 | 189 | 190 | 237 | 237 | 1c | 0 | 237 | 2.10E+11 | 8.08E+10 | 7850 | 0.8 | 0.015
[8 empty] | 237.2 | 190 | 0.8 | 15 | Floater | No | 0 | 3.699e-05 | 0 | 0 | 598600000 | 598600000 | 1494000000 | 1494000000 | 0 | 0 | 460600000 | 5.701e-06 | 7768000000 | 0.65 | N/A | Yes | BEM | Hydrodynamics | (with | Morison | drag) | 0 | 0 | 0
[8 empty] | 238.1 | 190 | 0.8 | 15 | Floater | No | 0 | 3.699e-05 | 0 | 0 | 598600000 | 598600000 | 1494000000 | 1494000000 | 0 | 0 | 460600000 | 5.701e-06 | 7768000000 | 0.65 | N/A | Yes | BEM | Hydrodynamics | (with | Morison | drag) | 0 | 0 | 0 | [9 empty] | 238 | 190 | 128 | 238 | 238 | 1c | 0 | 238 | 2.10E+11 | 8.08E+10 | 7850 | 0.8 | 0.015
[8 empty] | 238.2 | 128 | 0.8 | 15 | Floater | No | 0 | 3.699e-05 | 0 | 0 | 598600000 | 598600000 | 1494000000 | 1494000000 | 0 | 0 | 460600000 | 5.701e-06 | 7768000000 | 0.65 | N/A | Yes | BEM | Hydrodynamics | (with | Morison | drag) | 0 | 0 | 0
[8 empty] | 239.1 | 76 | 0.8 | 15 | Floater | No | 0 | 3.699e-05 | 0 | 0 | 598600000 | 598600000 | 1494000000 | 1494000000 | 0 | 0 | 460600000 | 5.701e-06 | 7768000000 | 0.65 | N/A | Yes | BEM | Hydrodynamics | (with | Morison | drag) | 0 | 0 | 0 | [9 empty] | 239 | 76 | 191 | 239 | 239 | 1c | 0 | 239 | 2.10E+11 | 8.08E+10 | 7850 | 0.8 | 0.015
[8 empty] | 239.2 | 191 | 0.8 | 15 | Floater | No | 0 | 3.699e-05 | 0 | 0 | 598600000 | 598600000 | 1494000000 | 1494000000 | 0 | 0 | 460600000 | 5.701e-06 | 7768000000 | 0.65 | N/A | Yes | BEM | Hydrodynamics | (with | Morison | drag) | 0 | 0 | 0
[8 empty] | 240.1 | 191 | 0.8 | 15 | Floater | No | 0 | 3.699e-05 | 0 | 0 | 598600000 | 598600000 | 1494000000 | 1494000000 | 0 | 0 | 460600000 | 5.701e-06 | 7768000000 | 0.65 | N/A | Yes | BEM | Hydrodynamics | (with | Morison | drag) | 0 | 0 | 0 | [9 empty] | 240 | 191 | 192 | 240 | 240 | 1c | 0 | 240 | 2.10E+11 | 8.08E+10 | 7850 | 0.8 | 0.015
[8 empty] | 240.2 | 192 | 0.8 | 15 | Floater | No | 0 | 3.699e-05 | 0 | 0 | 598600000 | 598600000 | 1494000000 | 1494000000 | 0 | 0 | 460600000 | 5.701e-06 | 7768000000 | 0.65 | N/A | Yes | BEM | Hydrodynamics | (with | Morison | drag) | 0 | 0 | 0
[8 empty] | 241.1 | 192 | 0.8 | 15 | Floater | No | 0 | 3.699e-05 | 0 | 0 | 598600000 | 598600000 | 1494000000 | 1494000000 | 0 | 0 | 460600000 | 5.701e-06 | 7768000000 | 0.65 | N/A | Yes | BEM | Hydrodynamics | (with | Morison | drag) | 0 | 0 | 0 | [9 empty] | 241 | 192 | 139 | 241 | 241 | 1c | 0 | 241 | 2.10E+11 | 8.08E+10 | 7850 | 0.8 | 0.015
[8 empty] | 241.2 | 139 | 0.8 | 15 | Floater | No | 0 | 3.699e-05 | 0 | 0 | 598600000 | 598600000 | 1494000000 | 1494000000 | 0 | 0 | 460600000 | 5.701e-06 | 7768000000 | 0.65 | N/A | Yes | BEM | Hydrodynamics | (with | Morison | drag) | 0 | 0 | 0
[8 empty] | 242.1 | 84 | 0.8 | 15 | Floater | No | 0 | 3.699e-05 | 0 | 0 | 598600000 | 598600000 | 1494000000 | 1494000000 | 0 | 0 | 460600000 | 5.701e-06 | 7768000000 | 0.65 | N/A | Yes | BEM | Hydrodynamics | (with | Morison | drag) | 0 | 0 | 0 | [9 empty] | 242 | 84 | 193 | 242 | 242 | 1c | 0 | 242 | 2.10E+11 | 8.08E+10 | 7850 | 0.8 | 0.015
[8 empty] | 242.2 | 193 | 0.8 | 15 | Floater | No | 0 | 3.699e-05 | 0 | 0 | 598600000 | 598600000 | 1494000000 | 1494000000 | 0 | 0 | 460600000 | 5.701e-06 | 7768000000 | 0.65 | N/A | Yes | BEM | Hydrodynamics | (with | Morison | drag) | 0 | 0 | 0
[8 empty] | 243.1 | 193 | 0.8 | 15 | Floater | No | 0 | 3.699e-05 | 0 | 0 | 598600000 | 598600000 | 1494000000 | 1494000000 | 0 | 0 | 460600000 | 5.701e-06 | 7768000000 | 0.65 | N/A | Yes | BEM | Hydrodynamics | (with | Morison | drag) | 0 | 0 | 0 | [9 empty] | 243 | 193 | 194 | 243 | 243 | 1c | 0 | 243 | 2.10E+11 | 8.08E+10 | 7850 | 0.8 | 0.015
[8 empty] | 243.2 | 194 | 0.8 | 15 | Floater | No | 0 | 3.699e-05 | 0 | 0 | 598600000 | 598600000 | 1494000000 | 1494000000 | 0 | 0 | 460600000 | 5.701e-06 | 7768000000 | 0.65 | N/A | Yes | BEM | Hydrodynamics | (with | Morison | drag) | 0 | 0 | 0
[8 empty] | 244.1 | 194 | 0.8 | 15 | Floater | No | 0 | 3.699e-05 | 0 | 0 | 598600000 | 598600000 | 1494000000 | 1494000000 | 0 | 0 | 460600000 | 5.701e-06 | 7768000000 | 0.65 | N/A | Yes | BEM | Hydrodynamics | (with | Morison | drag) | 0 | 0 | 0 | [9 empty] | 244 | 194 | 141 | 244 | 244 | 1c | 0 | 244 | 2.10E+11 | 8.08E+10 | 7850 | 0.8 | 0.015
[8 empty] | 244.2 | 141 | 0.8 | 15 | Floater | No | 0 | 3.699e-05 | 0 | 0 | 598600000 | 598600000 | 1494000000 | 1494000000 | 0 | 0 | 460600000 | 5.701e-06 | 7768000000 | 0.65 | N/A | Yes | BEM | Hydrodynamics | (with | Morison | drag) | 0 | 0 | 0
[8 empty] | 245.1 | 89 | 0.8 | 15 | Floater | No | 0 | 3.699e-05 | 0 | 0 | 598600000 | 598600000 | 1494000000 | 1494000000 | 0 | 0 | 460600000 | 5.701e-06 | 7768000000 | 0.65 | N/A | Yes | BEM | Hydrodynamics | (with | Morison | drag) | 0 | 0 | 0 | [9 empty] | 245 | 89 | 195 | 245 | 245 | 1c | 0 | 245 | 2.10E+11 | 8.08E+10 | 7850 | 0.8 | 0.015
[8 empty] | 245.2 | 195 | 0.8 | 15 | Floater | No | 0 | 3.699e-05 | 0 | 0 | 598600000 | 598600000 | 1494000000 | 1494000000 | 0 | 0 | 460600000 | 5.701e-06 | 7768000000 | 0.65 | N/A | Yes | BEM | Hydrodynamics | (with | Morison | drag) | 0 | 0 | 0
[8 empty] | 246.1 | 195 | 0.8 | 15 | Floater | No | 0 | 3.699e-05 | 0 | 0 | 598600000 | 598600000 | 1494000000 | 1494000000 | 0 | 0 | 460600000 | 5.701e-06 | 7768000000 | 0.65 | N/A | Yes | BEM | Hydrodynamics | (with | Morison | drag) | 0 | 0 | 0 | [9 empty] | 246 | 195 | 196 | 246 | 246 | 1c | 0 | 246 | 2.10E+11 | 8.08E+10 | 7850 | 0.8 | 0.015
[8 empty] | 246.2 | 196 | 0.8 | 15 | Floater | No | 0 | 3.699e-05 | 0 | 0 | 598600000 | 598600000 | 1494000000 | 1494000000 | 0 | 0 | 460600000 | 5.701e-06 | 7768000000 | 0.65 | N/A | Yes | BEM | Hydrodynamics | (with | Morison | drag) | 0 | 0 | 0
[8 empty] | 247.1 | 196 | 0.8 | 15 | Floater | No | 0 | 3.699e-05 | 0 | 0 | 598600000 | 598600000 | 1494000000 | 1494000000 | 0 | 0 | 460600000 | 5.701e-06 | 7768000000 | 0.65 | N/A | Yes | BEM | Hydrodynamics | (with | Morison | drag) | 0 | 0 | 0 | [9 empty] | 247 | 196 | 152 | 247 | 247 | 1c | 0 | 247 | 2.10E+11 | 8.08E+10 | 7850 | 0.8 | 0.015
[8 empty] | 247.2 | 152 | 0.8 | 15 | Floater | No | 0 | 3.699e-05 | 0 | 0 | 598600000 | 598600000 | 1494000000 | 1494000000 | 0 | 0 | 460600000 | 5.701e-06 | 7768000000 | 0.65 | N/A | Yes | BEM | Hydrodynamics | (with | Morison | drag) | 0 | 0 | 0
[8 empty] | 248.1 | 97 | 0.8 | 15 | Floater | No | 0 | 3.699e-05 | 0 | 0 | 598600000 | 598600000 | 1494000000 | 1494000000 | 0 | 0 | 460600000 | 5.701e-06 | 7768000000 | 0.65 | N/A | Yes | BEM | Hydrodynamics | (with | Morison | drag) | 0 | 0 | 0 | [9 empty] | 248 | 97 | 197 | 248 | 248 | 1c | 0 | 248 | 2.10E+11 | 8.08E+10 | 7850 | 0.8 | 0.015
[8 empty] | 248.2 | 197 | 0.8 | 15 | Floater | No | 0 | 3.699e-05 | 0 | 0 | 598600000 | 598600000 | 1494000000 | 1494000000 | 0 | 0 | 460600000 | 5.701e-06 | 7768000000 | 0.65 | N/A | Yes | BEM | Hydrodynamics | (with | Morison | drag) | 0 | 0 | 0
[8 empty] | 249.1 | 197 | 0.8 | 15 | Floater | No | 0 | 3.699e-05 | 0 | 0 | 598600000 | 598600000 | 1494000000 | 1494000000 | 0 | 0 | 460600000 | 5.701e-06 | 7768000000 | 0.65 | N/A | Yes | BEM | Hydrodynamics | (with | Morison | drag) | 0 | 0 | 0 | [9 empty] | 249 | 197 | 198 | 249 | 249 | 1c | 0 | 249 | 2.10E+11 | 8.08E+10 | 7850 | 0.8 | 0.015
[8 empty] | 249.2 | 198 | 0.8 | 15 | Floater | No | 0 | 3.699e-05 | 0 | 0 | 598600000 | 598600000 | 1494000000 | 1494000000 | 0 | 0 | 460600000 | 5.701e-06 | 7768000000 | 0.65 | N/A | Yes | BEM | Hydrodynamics | (with | Morison | drag) | 0 | 0 | 0
[8 empty] | 250.1 | 198 | 0.8 | 15 | Floater | No | 0 | 3.699e-05 | 0 | 0 | 598600000 | 598600000 | 1494000000 | 1494000000 | 0 | 0 | 460600000 | 5.701e-06 | 7768000000 | 0.65 | N/A | Yes | BEM | Hydrodynamics | (with | Morison | drag) | 0 | 0 | 0 | [9 empty] | 250 | 198 | 154 | 250 | 250 | 1c | 0 | 250 | 2.10E+11 | 8.08E+10 | 7850 | 0.8 | 0.015
[8 empty] | 250.2 | 154 | 0.8 | 15 | Floater | No | 0 | 3.699e-05 | 0 | 0 | 598600000 | 598600000 | 1494000000 | 1494000000 | 0 | 0 | 460600000 | 5.701e-06 | 7768000000 | 0.65 | N/A | Yes | BEM | Hydrodynamics | (with | Morison | drag) | 0 | 0 | 0
[8 empty] | 251.1 | 62 | 0.5 | 10 | Floater | No | 0 | 1.539e-05 | 0 | 0 | 97060000 | 97060000 | 621900000 | 621900000 | 0 | 0 | 74690000 | 9.244e-07 | 3233000000 | 0.65 | N/A | Yes | BEM | Hydrodynamics | (with | Morison | drag) | 0 | 0 | 0 | [9 empty] | 251 | 62 | 199 | 251 | 251 | 1c | 0 | 251 | 2.10E+11 | 8.08E+10 | 7850 | 0.5 | 0.01
[8 empty] | 251.2 | 199 | 0.5 | 10 | Floater | No | 0 | 1.539e-05 | 0 | 0 | 97060000 | 97060000 | 621900000 | 621900000 | 0 | 0 | 74690000 | 9.244e-07 | 3233000000 | 0.65 | N/A | Yes | BEM | Hydrodynamics | (with | Morison | drag) | 0 | 0 | 0
[8 empty] | 252.1 | 199 | 0.5 | 10 | Floater | No | 0 | 1.539e-05 | 0 | 0 | 97060000 | 97060000 | 621900000 | 621900000 | 0 | 0 | 74690000 | 9.244e-07 | 3233000000 | 0.65 | N/A | Yes | BEM | Hydrodynamics | (with | Morison | drag) | 0 | 0 | 0 | [9 empty] | 252 | 199 | 200 | 252 | 252 | 1c | 0 | 252 | 2.10E+11 | 8.08E+10 | 7850 | 0.5 | 0.01
[8 empty] | 252.2 | 200 | 0.5 | 10 | Floater | No | 0 | 1.539e-05 | 0 | 0 | 97060000 | 97060000 | 621900000 | 621900000 | 0 | 0 | 74690000 | 9.244e-07 | 3233000000 | 0.65 | N/A | Yes | BEM | Hydrodynamics | (with | Morison | drag) | 0 | 0 | 0
[8 empty] | 253.1 | 200 | 0.5 | 10 | Floater | No | 0 | 1.539e-05 | 0 | 0 | 97060000 | 97060000 | 621900000 | 621900000 | 0 | 0 | 74690000 | 9.244e-07 | 3233000000 | 0.65 | N/A | Yes | BEM | Hydrodynamics | (with | Morison | drag) | 0 | 0 | 0 | [9 empty] | 253 | 200 | 122 | 253 | 253 | 1c | 0 | 253 | 2.10E+11 | 8.08E+10 | 7850 | 0.5 | 0.01
[8 empty] | 253.2 | 122 | 0.5 | 10 | Floater | No | 0 | 1.539e-05 | 0 | 0 | 97060000 | 97060000 | 621900000 | 621900000 | 0 | 0 | 74690000 | 9.244e-07 | 3233000000 | 0.65 | N/A | Yes | BEM | Hydrodynamics | (with | Morison | drag) | 0 | 0 | 0
[8 empty] | 254.1 | 67 | 0.5 | 10 | Floater | No | 0 | 1.539e-05 | 0 | 0 | 97060000 | 97060000 | 621900000 | 621900000 | 0 | 0 | 74690000 | 9.244e-07 | 3233000000 | 0.65 | N/A | Yes | BEM | Hydrodynamics | (with | Morison | drag) | 0 | 0 | 0 | [9 empty] | 254 | 67 | 201 | 254 | 254 | 1c | 0 | 254 | 2.10E+11 | 8.08E+10 | 7850 | 0.5 | 0.01
[8 empty] | 254.2 | 201 | 0.5 | 10 | Floater | No | 0 | 1.539e-05 | 0 | 0 | 97060000 | 97060000 | 621900000 | 621900000 | 0 | 0 | 74690000 | 9.244e-07 | 3233000000 | 0.65 | N/A | Yes | BEM | Hydrodynamics | (with | Morison | drag) | 0 | 0 | 0
[8 empty] | 255.1 | 201 | 0.5 | 10 | Floater | No | 0 | 1.539e-05 | 0 | 0 | 97060000 | 97060000 | 621900000 | 621900000 | 0 | 0 | 74690000 | 9.244e-07 | 3233000000 | 0.65 | N/A | Yes | BEM | Hydrodynamics | (with | Morison | drag) | 0 | 0 | 0 | [9 empty] | 255 | 201 | 202 | 255 | 255 | 1c | 0 | 255 | 2.10E+11 | 8.08E+10 | 7850 | 0.5 | 0.01
[8 empty] | 255.2 | 202 | 0.5 | 10 | Floater | No | 0 | 1.539e-05 | 0 | 0 | 97060000 | 97060000 | 621900000 | 621900000 | 0 | 0 | 74690000 | 9.244e-07 | 3233000000 | 0.65 | N/A | Yes | BEM | Hydrodynamics | (with | Morison | drag) | 0 | 0 | 0
[8 empty] | 256.1 | 202 | 0.5 | 10 | Floater | No | 0 | 1.539e-05 | 0 | 0 | 97060000 | 97060000 | 621900000 | 621900000 | 0 | 0 | 74690000 | 9.244e-07 | 3233000000 | 0.65 | N/A | Yes | BEM | Hydrodynamics | (with | Morison | drag) | 0 | 0 | 0 | [9 empty] | 256 | 202 | 127 | 256 | 256 | 1c | 0 | 256 | 2.10E+11 | 8.08E+10 | 7850 | 0.5 | 0.01
[8 empty] | 256.2 | 127 | 0.5 | 10 | Floater | No | 0 | 1.539e-05 | 0 | 0 | 97060000 | 97060000 | 621900000 | 621900000 | 0 | 0 | 74690000 | 9.244e-07 | 3233000000 | 0.65 | N/A | Yes | BEM | Hydrodynamics | (with | Morison | drag) | 0 | 0 | 0
[8 empty] | 257.1 | 72 | 0.5 | 10 | Floater | No | 0 | 1.539e-05 | 0 | 0 | 97060000 | 97060000 | 621900000 | 621900000 | 0 | 0 | 74690000 | 9.244e-07 | 3233000000 | 0.65 | N/A | Yes | BEM | Hydrodynamics | (with | Morison | drag) | 0 | 0 | 0 | [9 empty] | 257 | 72 | 203 | 257 | 257 | 1c | 0 | 257 | 2.10E+11 | 8.08E+10 | 7850 | 0.5 | 0.01
[8 empty] | 257.2 | 203 | 0.5 | 10 | Floater | No | 0 | 1.539e-05 | 0 | 0 | 97060000 | 97060000 | 621900000 | 621900000 | 0 | 0 | 74690000 | 9.244e-07 | 3233000000 | 0.65 | N/A | Yes | BEM | Hydrodynamics | (with | Morison | drag) | 0 | 0 | 0
[8 empty] | 258.1 | 203 | 0.5 | 10 | Floater | No | 0 | 1.539e-05 | 0 | 0 | 97060000 | 97060000 | 621900000 | 621900000 | 0 | 0 | 74690000 | 9.244e-07 | 3233000000 | 0.65 | N/A | Yes | BEM | Hydrodynamics | (with | Morison | drag) | 0 | 0 | 0 | [9 empty] | 258 | 203 | 204 | 258 | 258 | 1c | 0 | 258 | 2.10E+11 | 8.08E+10 | 7850 | 0.5 | 0.01
[8 empty] | 258.2 | 204 | 0.5 | 10 | Floater | No | 0 | 1.539e-05 | 0 | 0 | 97060000 | 97060000 | 621900000 | 621900000 | 0 | 0 | 74690000 | 9.244e-07 | 3233000000 | 0.65 | N/A | Yes | BEM | Hydrodynamics | (with | Morison | drag) | 0 | 0 | 0
[8 empty] | 259.1 | 204 | 0.5 | 15 | Floater | No | 0 | 2.286e-05 | 0 | 0 | 141300000 | 141300000 | 923300000 | 923300000 | 0 | 0 | 108700000 | 1.345e-06 | 4800000000 | 0.65 | N/A | Yes | BEM | Hydrodynamics | (with | Morison | drag) | 0 | 0 | 0 | [9 empty] | 259 | 204 | 132 | 259 | 259 | 1c | 0 | 259 | 2.10E+11 | 8.08E+10 | 7850 | 0.5 | 0.015
[8 empty] | 259.2 | 132 | 0.5 | 15 | Floater | No | 0 | 2.286e-05 | 0 | 0 | 141300000 | 141300000 | 923300000 | 923300000 | 0 | 0 | 108700000 | 1.345e-06 | 4800000000 | 0.65 | N/A | Yes | BEM | Hydrodynamics | (with | Morison | drag) | 0 | 0 | 0
[8 empty] | 260.1 | 75 | 0.5 | 10 | Floater | No | 0 | 1.539e-05 | 0 | 0 | 97060000 | 97060000 | 621900000 | 621900000 | 0 | 0 | 74690000 | 9.244e-07 | 3233000000 | 0.65 | N/A | Yes | BEM | Hydrodynamics | (with | Morison | drag) | 0 | 0 | 0 | [9 empty] | 260 | 75 | 205 | 260 | 260 | 1c | 0 | 260 | 2.10E+11 | 8.08E+10 | 7850 | 0.5 | 0.01
[8 empty] | 260.2 | 205 | 0.5 | 10 | Floater | No | 0 | 1.539e-05 | 0 | 0 | 97060000 | 97060000 | 621900000 | 621900000 | 0 | 0 | 74690000 | 9.244e-07 | 3233000000 | 0.65 | N/A | Yes | BEM | Hydrodynamics | (with | Morison | drag) | 0 | 0 | 0
[8 empty] | 261.1 | 205 | 0.5 | 10 | Floater | No | 0 | 1.539e-05 | 0 | 0 | 97060000 | 97060000 | 621900000 | 621900000 | 0 | 0 | 74690000 | 9.244e-07 | 3233000000 | 0.65 | N/A | Yes | BEM | Hydrodynamics | (with | Morison | drag) | 0 | 0 | 0 | [9 empty] | 261 | 205 | 206 | 261 | 261 | 1c | 0 | 261 | 2.10E+11 | 8.08E+10 | 7850 | 0.5 | 0.01
[8 empty] | 261.2 | 206 | 0.5 | 10 | Floater | No | 0 | 1.539e-05 | 0 | 0 | 97060000 | 97060000 | 621900000 | 621900000 | 0 | 0 | 74690000 | 9.244e-07 | 3233000000 | 0.65 | N/A | Yes | BEM | Hydrodynamics | (with | Morison | drag) | 0 | 0 | 0
[8 empty] | 262.1 | 206 | 0.5 | 10 | Floater | No | 0 | 1.539e-05 | 0 | 0 | 97060000 | 97060000 | 621900000 | 621900000 | 0 | 0 | 74690000 | 9.244e-07 | 3233000000 | 0.65 | N/A | Yes | BEM | Hydrodynamics | (with | Morison | drag) | 0 | 0 | 0 | [9 empty] | 262 | 206 | 135 | 262 | 262 | 1c | 0 | 262 | 2.10E+11 | 8.08E+10 | 7850 | 0.5 | 0.01
[8 empty] | 262.2 | 135 | 0.5 | 10 | Floater | No | 0 | 1.539e-05 | 0 | 0 | 97060000 | 97060000 | 621900000 | 621900000 | 0 | 0 | 74690000 | 9.244e-07 | 3233000000 | 0.65 | N/A | Yes | BEM | Hydrodynamics | (with | Morison | drag) | 0 | 0 | 0
[8 empty] | 263.1 | 80 | 0.5 | 10 | Floater | No | 0 | 1.539e-05 | 0 | 0 | 97060000 | 97060000 | 621900000 | 621900000 | 0 | 0 | 74690000 | 9.244e-07 | 3233000000 | 0.65 | N/A | Yes | BEM | Hydrodynamics | (with | Morison | drag) | 0 | 0 | 0 | [9 empty] | 263 | 80 | 207 | 263 | 263 | 1c | 0 | 263 | 2.10E+11 | 8.08E+10 | 7850 | 0.5 | 0.01
[8 empty] | 263.2 | 207 | 0.5 | 10 | Floater | No | 0 | 1.539e-05 | 0 | 0 | 97060000 | 97060000 | 621900000 | 621900000 | 0 | 0 | 74690000 | 9.244e-07 | 3233000000 | 0.65 | N/A | Yes | BEM | Hydrodynamics | (with | Morison | drag) | 0 | 0 | 0
[8 empty] | 264.1 | 207 | 0.5 | 10 | Floater | No | 0 | 1.539e-05 | 0 | 0 | 97060000 | 97060000 | 621900000 | 621900000 | 0 | 0 | 74690000 | 9.244e-07 | 3233000000 | 0.65 | N/A | Yes | BEM | Hydrodynamics | (with | Morison | drag) | 0 | 0 | 0 | [9 empty] | 264 | 207 | 208 | 264 | 264 | 1c | 0 | 264 | 2.10E+11 | 8.08E+10 | 7850 | 0.5 | 0.01
[8 empty] | 264.2 | 208 | 0.5 | 10 | Floater | No | 0 | 1.539e-05 | 0 | 0 | 97060000 | 97060000 | 621900000 | 621900000 | 0 | 0 | 74690000 | 9.244e-07 | 3233000000 | 0.65 | N/A | Yes | BEM | Hydrodynamics | (with | Morison | drag) | 0 | 0 | 0
[8 empty] | 265.1 | 208 | 0.5 | 10 | Floater | No | 0 | 1.539e-05 | 0 | 0 | 97060000 | 97060000 | 621900000 | 621900000 | 0 | 0 | 74690000 | 9.244e-07 | 3233000000 | 0.65 | N/A | Yes | BEM | Hydrodynamics | (with | Morison | drag) | 0 | 0 | 0 | [9 empty] | 265 | 208 | 140 | 265 | 265 | 1c | 0 | 265 | 2.10E+11 | 8.08E+10 | 7850 | 0.5 | 0.01
[8 empty] | 265.2 | 140 | 0.5 | 10 | Floater | No | 0 | 1.539e-05 | 0 | 0 | 97060000 | 97060000 | 621900000 | 621900000 | 0 | 0 | 74690000 | 9.244e-07 | 3233000000 | 0.65 | N/A | Yes | BEM | Hydrodynamics | (with | Morison | drag) | 0 | 0 | 0
[8 empty] | 266.1 | 85 | 0.5 | 10 | Floater | No | 0 | 1.539e-05 | 0 | 0 | 97060000 | 97060000 | 621900000 | 621900000 | 0 | 0 | 74690000 | 9.244e-07 | 3233000000 | 0.65 | N/A | Yes | BEM | Hydrodynamics | (with | Morison | drag) | 0 | 0 | 0 | [9 empty] | 266 | 85 | 209 | 266 | 266 | 1c | 0 | 266 | 2.10E+11 | 8.08E+10 | 7850 | 0.5 | 0.01
[8 empty] | 266.2 | 209 | 0.5 | 10 | Floater | No | 0 | 1.539e-05 | 0 | 0 | 97060000 | 97060000 | 621900000 | 621900000 | 0 | 0 | 74690000 | 9.244e-07 | 3233000000 | 0.65 | N/A | Yes | BEM | Hydrodynamics | (with | Morison | drag) | 0 | 0 | 0
[8 empty] | 267.1 | 209 | 0.5 | 10 | Floater | No | 0 | 1.539e-05 | 0 | 0 | 97060000 | 97060000 | 621900000 | 621900000 | 0 | 0 | 74690000 | 9.244e-07 | 3233000000 | 0.65 | N/A | Yes | BEM | Hydrodynamics | (with | Morison | drag) | 0 | 0 | 0 | [9 empty] | 267 | 209 | 210 | 267 | 267 | 1c | 0 | 267 | 2.10E+11 | 8.08E+10 | 7850 | 0.5 | 0.01
[8 empty] | 267.2 | 210 | 0.5 | 10 | Floater | No | 0 | 1.539e-05 | 0 | 0 | 97060000 | 97060000 | 621900000 | 621900000 | 0 | 0 | 74690000 | 9.244e-07 | 3233000000 | 0.65 | N/A | Yes | BEM | Hydrodynamics | (with | Morison | drag) | 0 | 0 | 0
[8 empty] | 268.1 | 210 | 0.5 | 10 | Floater | No | 0 | 1.539e-05 | 0 | 0 | 97060000 | 97060000 | 621900000 | 621900000 | 0 | 0 | 74690000 | 9.244e-07 | 3233000000 | 0.65 | N/A | Yes | BEM | Hydrodynamics | (with | Morison | drag) | 0 | 0 | 0 | [9 empty] | 268 | 210 | 145 | 268 | 268 | 1c | 0 | 268 | 2.10E+11 | 8.08E+10 | 7850 | 0.5 | 0.01
[8 empty] | 268.2 | 145 | 0.5 | 10 | Floater | No | 0 | 1.539e-05 | 0 | 0 | 97060000 | 97060000 | 621900000 | 621900000 | 0 | 0 | 74690000 | 9.244e-07 | 3233000000 | 0.65 | N/A | Yes | BEM | Hydrodynamics | (with | Morison | drag) | 0 | 0 | 0
[8 empty] | 269.1 | 88 | 0.5 | 10 | Floater | No | 0 | 1.539e-05 | 0 | 0 | 97060000 | 97060000 | 621900000 | 621900000 | 0 | 0 | 74690000 | 9.244e-07 | 3233000000 | 0.65 | N/A | Yes | BEM | Hydrodynamics | (with | Morison | drag) | 0 | 0 | 0 | [9 empty] | 269 | 88 | 211 | 269 | 269 | 1c | 0 | 269 | 2.10E+11 | 8.08E+10 | 7850 | 0.5 | 0.01
[8 empty] | 269.2 | 211 | 0.5 | 10 | Floater | No | 0 | 1.539e-05 | 0 | 0 | 97060000 | 97060000 | 621900000 | 621900000 | 0 | 0 | 74690000 | 9.244e-07 | 3233000000 | 0.65 | N/A | Yes | BEM | Hydrodynamics | (with | Morison | drag) | 0 | 0 | 0
[8 empty] | 270.1 | 211 | 0.5 | 10 | Floater | No | 0 | 1.539e-05 | 0 | 0 | 97060000 | 97060000 | 621900000 | 621900000 | 0 | 0 | 74690000 | 9.244e-07 | 3233000000 | 0.65 | N/A | Yes | BEM | Hydrodynamics | (with | Morison | drag) | 0 | 0 | 0 | [9 empty] | 270 | 211 | 212 | 270 | 270 | 1c | 0 | 270 | 2.10E+11 | 8.08E+10 | 7850 | 0.5 | 0.01
[8 empty] | 270.2 | 212 | 0.5 | 10 | Floater | No | 0 | 1.539e-05 | 0 | 0 | 97060000 | 97060000 | 621900000 | 621900000 | 0 | 0 | 74690000 | 9.244e-07 | 3233000000 | 0.65 | N/A | Yes | BEM | Hydrodynamics | (with | Morison | drag) | 0 | 0 | 0
[8 empty] | 271.1 | 212 | 0.5 | 10 | Floater | No | 0 | 1.539e-05 | 0 | 0 | 97060000 | 97060000 | 621900000 | 621900000 | 0 | 0 | 74690000 | 9.244e-07 | 3233000000 | 0.65 | N/A | Yes | BEM | Hydrodynamics | (with | Morison | drag) | 0 | 0 | 0 | [9 empty] | 271 | 212 | 148 | 271 | 271 | 1c | 0 | 271 | 2.10E+11 | 8.08E+10 | 7850 | 0.5 | 0.01
[8 empty] | 271.2 | 148 | 0.5 | 10 | Floater | No | 0 | 1.539e-05 | 0 | 0 | 97060000 | 97060000 | 621900000 | 621900000 | 0 | 0 | 74690000 | 9.244e-07 | 3233000000 | 0.65 | N/A | Yes | BEM | Hydrodynamics | (with | Morison | drag) | 0 | 0 | 0
[8 empty] | 272.1 | 93 | 0.5 | 10 | Floater | No | 0 | 1.539e-05 | 0 | 0 | 97060000 | 97060000 | 621900000 | 621900000 | 0 | 0 | 74690000 | 9.244e-07 | 3233000000 | 0.65 | N/A | Yes | BEM | Hydrodynamics | (with | Morison | drag) | 0 | 0 | 0 | [9 empty] | 272 | 93 | 213 | 272 | 272 | 1c | 0 | 272 | 2.10E+11 | 8.08E+10 | 7850 | 0.5 | 0.01
[8 empty] | 272.2 | 213 | 0.5 | 10 | Floater | No | 0 | 1.539e-05 | 0 | 0 | 97060000 | 97060000 | 621900000 | 621900000 | 0 | 0 | 74690000 | 9.244e-07 | 3233000000 | 0.65 | N/A | Yes | BEM | Hydrodynamics | (with | Morison | drag) | 0 | 0 | 0
[8 empty] | 273.1 | 213 | 0.5 | 10 | Floater | No | 0 | 1.539e-05 | 0 | 0 | 97060000 | 97060000 | 621900000 | 621900000 | 0 | 0 | 74690000 | 9.244e-07 | 3233000000 | 0.65 | N/A | Yes | BEM | Hydrodynamics | (with | Morison | drag) | 0 | 0 | 0 | [9 empty] | 273 | 213 | 214 | 273 | 273 | 1c | 0 | 273 | 2.10E+11 | 8.08E+10 | 7850 | 0.5 | 0.01
[8 empty] | 273.2 | 214 | 0.5 | 10 | Floater | No | 0 | 1.539e-05 | 0 | 0 | 97060000 | 97060000 | 621900000 | 621900000 | 0 | 0 | 74690000 | 9.244e-07 | 3233000000 | 0.65 | N/A | Yes | BEM | Hydrodynamics | (with | Morison | drag) | 0 | 0 | 0
[8 empty] | 274.1 | 214 | 0.5 | 10 | Floater | No | 0 | 1.539e-05 | 0 | 0 | 97060000 | 97060000 | 621900000 | 621900000 | 0 | 0 | 74690000 | 9.244e-07 | 3233000000 | 0.65 | N/A | Yes | BEM | Hydrodynamics | (with | Morison | drag) | 0 | 0 | 0 | [9 empty] | 274 | 214 | 153 | 274 | 274 | 1c | 0 | 274 | 2.10E+11 | 8.08E+10 | 7850 | 0.5 | 0.01
[8 empty] | 274.2 | 153 | 0.5 | 10 | Floater | No | 0 | 1.539e-05 | 0 | 0 | 97060000 | 97060000 | 621900000 | 621900000 | 0 | 0 | 74690000 | 9.244e-07 | 3233000000 | 0.65 | N/A | Yes | BEM | Hydrodynamics | (with | Morison | drag) | 0 | 0 | 0
[8 empty] | 275.1 | 98 | 0.5 | 10 | Floater | No | 0 | 1.539e-05 | 0 | 0 | 97060000 | 97060000 | 621900000 | 621900000 | 0 | 0 | 74690000 | 9.244e-07 | 3233000000 | 0.65 | N/A | Yes | BEM | Hydrodynamics | (with | Morison | drag) | 0 | 0 | 0 | [9 empty] | 275 | 98 | 215 | 275 | 275 | 1c | 0 | 275 | 2.10E+11 | 8.08E+10 | 7850 | 0.5 | 0.01
[8 empty] | 275.2 | 215 | 0.5 | 10 | Floater | No | 0 | 1.539e-05 | 0 | 0 | 97060000 | 97060000 | 621900000 | 621900000 | 0 | 0 | 74690000 | 9.244e-07 | 3233000000 | 0.65 | N/A | Yes | BEM | Hydrodynamics | (with | Morison | drag) | 0 | 0 | 0
[8 empty] | 276.1 | 215 | 0.5 | 10 | Floater | No | 0 | 1.539e-05 | 0 | 0 | 97060000 | 97060000 | 621900000 | 621900000 | 0 | 0 | 74690000 | 9.244e-07 | 3233000000 | 0.65 | N/A | Yes | BEM | Hydrodynamics | (with | Morison | drag) | 0 | 0 | 0 | [9 empty] | 276 | 215 | 216 | 276 | 276 | 1c | 0 | 276 | 2.10E+11 | 8.08E+10 | 7850 | 0.5 | 0.01
[8 empty] | 276.2 | 216 | 0.5 | 10 | Floater | No | 0 | 1.539e-05 | 0 | 0 | 97060000 | 97060000 | 621900000 | 621900000 | 0 | 0 | 74690000 | 9.244e-07 | 3233000000 | 0.65 | N/A | Yes | BEM | Hydrodynamics | (with | Morison | drag) | 0 | 0 | 0
[8 empty] | 277.1 | 216 | 0.5 | 10 | Floater | No | 0 | 1.539e-05 | 0 | 0 | 97060000 | 97060000 | 621900000 | 621900000 | 0 | 0 | 74690000 | 9.244e-07 | 3233000000 | 0.65 | N/A | Yes | BEM | Hydrodynamics | (with | Morison | drag) | 0 | 0 | 0 | [9 empty] | 277 | 216 | 158 | 277 | 277 | 1c | 0 | 277 | 2.10E+11 | 8.08E+10 | 7850 | 0.5 | 0.01
[8 empty] | 277.2 | 158 | 0.5 | 10 | Floater | No | 0 | 1.539e-05 | 0 | 0 | 97060000 | 97060000 | 621900000 | 621900000 | 0 | 0 | 74690000 | 9.244e-07 | 3233000000 | 0.65 | N/A | Yes | BEM | Hydrodynamics | (with | Morison | drag) | 0 | 0 | 0
[8 empty] | 278.1 | 271 | 1.3 | 10 | Floater | No | 0 | 4.053e-05 | 0 | 0 | 1770000000 | 1770000000 | 1637000000 | 1637000000 | 0 | 0 | 1362000000 | 1.686e-05 | 8511000000 | 0.65 | N/A | Yes | BEM | Hydrodynamics | (with | Morison | drag) | 0 | 0 | 0 | [9 empty] | 278 | 271 | 217 | 278 | 278 | 1c | 0 | 278 | 2.10E+11 | 8.08E+10 | 7850 | 1.3 | 0.01
[8 empty] | 278.2 | 217 | 1.3 | 10 | Floater | No | 0 | 4.053e-05 | 0 | 0 | 1770000000 | 1770000000 | 1637000000 | 1637000000 | 0 | 0 | 1362000000 | 1.686e-05 | 8511000000 | 0.65 | N/A | Yes | BEM | Hydrodynamics | (with | Morison | drag) | 0 | 0 | 0
[8 empty] | 279.1 | 217 | 1.3 | 10 | Floater | No | 0 | 4.053e-05 | 0 | 0 | 1770000000 | 1770000000 | 1637000000 | 1637000000 | 0 | 0 | 1362000000 | 1.686e-05 | 8511000000 | 0.65 | N/A | Yes | BEM | Hydrodynamics | (with | Morison | drag) | 0 | 0 | 0 | [9 empty] | 279 | 217 | 284 | 279 | 279 | 1c | 0 | 279 | 2.10E+11 | 8.08E+10 | 7850 | 1.3 | 0.01
[8 empty] | 279.2 | 284 | 0.5 | 10 | Floater | No | 0 | 1.539e-05 | 0 | 0 | 97060000 | 97060000 | 621900000 | 621900000 | 0 | 0 | 74690000 | 9.244e-07 | 3233000000 | 0.65 | N/A | Yes | BEM | Hydrodynamics | (with | Morison | drag) | 0 | 0 | 0
[8 empty] | 280.1 | 218 | 1.3 | 10 | Floater | No | 0 | 4.053e-05 | 0 | 0 | 1770000000 | 1770000000 | 1637000000 | 1637000000 | 0 | 0 | 1362000000 | 1.686e-05 | 8511000000 | 0.65 | N/A | Yes | BEM | Hydrodynamics | (with | Morison | drag) | 0 | 0 | 0 | [9 empty] | 280 | 218 | 165 | 280 | 280 | 1c | 0 | 280 | 2.10E+11 | 8.08E+10 | 7850 | 1.3 | 0.01
[8 empty] | 280.2 | 165 | 1.3 | 10 | Floater | No | 0 | 4.053e-05 | 0 | 0 | 1770000000 | 1770000000 | 1637000000 | 1637000000 | 0 | 0 | 1362000000 | 1.686e-05 | 8511000000 | 0.65 | N/A | Yes | BEM | Hydrodynamics | (with | Morison | drag) | 0 | 0 | 0
[8 empty] | 281.1 | 272 | 1.3 | 10 | Floater | No | 0 | 4.053e-05 | 0 | 0 | 1770000000 | 1770000000 | 1637000000 | 1637000000 | 0 | 0 | 1362000000 | 1.686e-05 | 8511000000 | 0.65 | N/A | Yes | BEM | Hydrodynamics | (with | Morison | drag) | 0 | 0 | 0 | [9 empty] | 281 | 272 | 219 | 281 | 281 | 1c | 0 | 281 | 2.10E+11 | 8.08E+10 | 7850 | 1.3 | 0.01
[8 empty] | 281.2 | 219 | 1.3 | 10 | Floater | No | 0 | 4.053e-05 | 0 | 0 | 1770000000 | 1770000000 | 1637000000 | 1637000000 | 0 | 0 | 1362000000 | 1.686e-05 | 8511000000 | 0.65 | N/A | Yes | BEM | Hydrodynamics | (with | Morison | drag) | 0 | 0 | 0
[8 empty] | 282.1 | 219 | 1.3 | 10 | Floater | No | 0 | 4.053e-05 | 0 | 0 | 1770000000 | 1770000000 | 1637000000 | 1637000000 | 0 | 0 | 1362000000 | 1.686e-05 | 8511000000 | 0.65 | N/A | Yes | BEM | Hydrodynamics | (with | Morison | drag) | 0 | 0 | 0 | [9 empty] | 282 | 219 | 282 | 282 | 282 | 1c | 0 | 282 | 2.10E+11 | 8.08E+10 | 7850 | 1.3 | 0.01
[8 empty] | 282.2 | 282 | 0.5 | 10 | Floater | No | 0 | 1.539e-05 | 0 | 0 | 97060000 | 97060000 | 621900000 | 621900000 | 0 | 0 | 74690000 | 9.244e-07 | 3233000000 | 0.65 | N/A | Yes | BEM | Hydrodynamics | (with | Morison | drag) | 0 | 0 | 0
[8 empty] | 283.1 | 220 | 1.3 | 10 | Floater | No | 0 | 4.053e-05 | 0 | 0 | 1770000000 | 1770000000 | 1637000000 | 1637000000 | 0 | 0 | 1362000000 | 1.686e-05 | 8511000000 | 0.65 | N/A | Yes | BEM | Hydrodynamics | (with | Morison | drag) | 0 | 0 | 0 | [9 empty] | 283 | 220 | 168 | 283 | 283 | 1c | 0 | 283 | 2.10E+11 | 8.08E+10 | 7850 | 1.3 | 0.01
[8 empty] | 283.2 | 168 | 1.3 | 10 | Floater | No | 0 | 4.053e-05 | 0 | 0 | 1770000000 | 1770000000 | 1637000000 | 1637000000 | 0 | 0 | 1362000000 | 1.686e-05 | 8511000000 | 0.65 | N/A | Yes | BEM | Hydrodynamics | (with | Morison | drag) | 0 | 0 | 0
[8 empty] | 284.1 | 273 | 1.3 | 10 | Floater | No | 0 | 4.053e-05 | 0 | 0 | 1770000000 | 1770000000 | 1637000000 | 1637000000 | 0 | 0 | 1362000000 | 1.686e-05 | 8511000000 | 0.65 | N/A | Yes | BEM | Hydrodynamics | (with | Morison | drag) | 0 | 0 | 0 | [9 empty] | 284 | 273 | 221 | 284 | 284 | 1c | 0 | 284 | 2.10E+11 | 8.08E+10 | 7850 | 1.3 | 0.01
[8 empty] | 284.2 | 221 | 1.3 | 10 | Floater | No | 0 | 4.053e-05 | 0 | 0 | 1770000000 | 1770000000 | 1637000000 | 1637000000 | 0 | 0 | 1362000000 | 1.686e-05 | 8511000000 | 0.65 | N/A | Yes | BEM | Hydrodynamics | (with | Morison | drag) | 0 | 0 | 0
[8 empty] | 285.1 | 221 | 1.3 | 10 | Floater | No | 0 | 4.053e-05 | 0 | 0 | 1770000000 | 1770000000 | 1637000000 | 1637000000 | 0 | 0 | 1362000000 | 1.686e-05 | 8511000000 | 0.65 | N/A | Yes | BEM | Hydrodynamics | (with | Morison | drag) | 0 | 0 | 0 | [9 empty] | 285 | 221 | 280 | 285 | 285 | 1c | 0 | 285 | 2.10E+11 | 8.08E+10 | 7850 | 1.3 | 0.01
[8 empty] | 285.2 | 280 | 0.5 | 10 | Floater | No | 0 | 1.539e-05 | 0 | 0 | 97060000 | 97060000 | 621900000 | 621900000 | 0 | 0 | 74690000 | 9.244e-07 | 3233000000 | 0.65 | N/A | Yes | BEM | Hydrodynamics | (with | Morison | drag) | 0 | 0 | 0
[8 empty] | 286.1 | 222 | 1.3 | 10 | Floater | No | 0 | 4.053e-05 | 0 | 0 | 1770000000 | 1770000000 | 1637000000 | 1637000000 | 0 | 0 | 1362000000 | 1.686e-05 | 8511000000 | 0.65 | N/A | Yes | BEM | Hydrodynamics | (with | Morison | drag) | 0 | 0 | 0 | [9 empty] | 286 | 222 | 175 | 286 | 286 | 1c | 0 | 286 | 2.10E+11 | 8.08E+10 | 7850 | 1.3 | 0.01
[8 empty] | 286.2 | 175 | 1.3 | 10 | Floater | No | 0 | 4.053e-05 | 0 | 0 | 1770000000 | 1770000000 | 1637000000 | 1637000000 | 0 | 0 | 1362000000 | 1.686e-05 | 8511000000 | 0.65 | N/A | Yes | BEM | Hydrodynamics | (with | Morison | drag) | 0 | 0 | 0
[8 empty] | 287.1 | 101 | 0.5 | 10 | Floater | No | 0 | 1.539e-05 | 0 | 0 | 97060000 | 97060000 | 621900000 | 621900000 | 0 | 0 | 74690000 | 9.244e-07 | 3233000000 | 0.65 | N/A | Yes | BEM | Hydrodynamics | (with | Morison | drag) | 0 | 0 | 0 | [9 empty] | 287 | 101 | 265 | 287 | 287 | 1c | 0 | 287 | 2.10E+11 | 8.08E+10 | 7850 | 0.5 | 0.01
[8 empty] | 287.2 | 265 | 0.5 | 10 | Floater | No | 0 | 1.539e-05 | 0 | 0 | 97060000 | 97060000 | 621900000 | 621900000 | 0 | 0 | 74690000 | 9.244e-07 | 3233000000 | 0.65 | N/A | Yes | BEM | Hydrodynamics | (with | Morison | drag) | 0 | 0 | 0
[8 empty] | 288.1 | 265 | 0.5 | 10 | Floater | No | 0 | 1.539e-05 | 0 | 0 | 97060000 | 97060000 | 621900000 | 621900000 | 0 | 0 | 74690000 | 9.244e-07 | 3233000000 | 0.65 | N/A | Yes | BEM | Hydrodynamics | (with | Morison | drag) | 0 | 0 | 0 | [9 empty] | 288 | 265 | 278 | 288 | 288 | 1c | 0 | 288 | 2.10E+11 | 8.08E+10 | 7850 | 0.5 | 0.01
[8 empty] | 288.2 | 278 | 0.5 | 10 | Floater | No | 0 | 1.539e-05 | 0 | 0 | 97060000 | 97060000 | 621900000 | 621900000 | 0 | 0 | 74690000 | 9.244e-07 | 3233000000 | 0.65 | N/A | Yes | BEM | Hydrodynamics | (with | Morison | drag) | 0 | 0 | 0
[8 empty] | 289.1 | 266 | 1.3 | 10 | Floater | No | 0 | 4.053e-05 | 0 | 0 | 1770000000 | 1770000000 | 1637000000 | 1637000000 | 0 | 0 | 1362000000 | 1.686e-05 | 8511000000 | 0.65 | N/A | Yes | BEM | Hydrodynamics | (with | Morison | drag) | 0 | 0 | 0 | [9 empty] | 289 | 266 | 274 | 289 | 289 | 1c | 0 | 289 | 2.10E+11 | 8.08E+10 | 7850 | 1.3 | 0.01
[8 empty] | 289.2 | 274 | 1.3 | 10 | Floater | No | 0 | 4.053e-05 | 0 | 0 | 1770000000 | 1770000000 | 1637000000 | 1637000000 | 0 | 0 | 1362000000 | 1.686e-05 | 8511000000 | 0.65 | N/A | Yes | BEM | Hydrodynamics | (with | Morison | drag) | 0 | 0 | 0
[8 empty] | 290.1 | 112 | 0.5 | 10 | Floater | No | 0 | 1.539e-05 | 0 | 0 | 97060000 | 97060000 | 621900000 | 621900000 | 0 | 0 | 74690000 | 9.244e-07 | 3233000000 | 0.65 | N/A | Yes | BEM | Hydrodynamics | (with | Morison | drag) | 0 | 0 | 0 | [9 empty] | 290 | 112 | 267 | 290 | 290 | 1c | 0 | 290 | 2.10E+11 | 8.08E+10 | 7850 | 0.5 | 0.01
[8 empty] | 290.2 | 267 | 0.5 | 10 | Floater | No | 0 | 1.539e-05 | 0 | 0 | 97060000 | 97060000 | 621900000 | 621900000 | 0 | 0 | 74690000 | 9.244e-07 | 3233000000 | 0.65 | N/A | Yes | BEM | Hydrodynamics | (with | Morison | drag) | 0 | 0 | 0
[8 empty] | 291.1 | 267 | 0.5 | 10 | Floater | No | 0 | 1.539e-05 | 0 | 0 | 97060000 | 97060000 | 621900000 | 621900000 | 0 | 0 | 74690000 | 9.244e-07 | 3233000000 | 0.65 | N/A | Yes | BEM | Hydrodynamics | (with | Morison | drag) | 0 | 0 | 0 | [9 empty] | 291 | 267 | 277 | 291 | 291 | 1c | 0 | 291 | 2.10E+11 | 8.08E+10 | 7850 | 0.5 | 0.01
[8 empty] | 291.2 | 277 | 0.5 | 10 | Floater | No | 0 | 1.539e-05 | 0 | 0 | 97060000 | 97060000 | 621900000 | 621900000 | 0 | 0 | 74690000 | 9.244e-07 | 3233000000 | 0.65 | N/A | Yes | BEM | Hydrodynamics | (with | Morison | drag) | 0 | 0 | 0
[8 empty] | 292.1 | 268 | 1.3 | 10 | Floater | No | 0 | 4.053e-05 | 0 | 0 | 1770000000 | 1770000000 | 1637000000 | 1637000000 | 0 | 0 | 1362000000 | 1.686e-05 | 8511000000 | 0.65 | N/A | Yes | BEM | Hydrodynamics | (with | Morison | drag) | 0 | 0 | 0 | [9 empty] | 292 | 268 | 275 | 292 | 292 | 1c | 0 | 292 | 2.10E+11 | 8.08E+10 | 7850 | 1.3 | 0.01
[8 empty] | 292.2 | 275 | 1.3 | 10 | Floater | No | 0 | 4.053e-05 | 0 | 0 | 1770000000 | 1770000000 | 1637000000 | 1637000000 | 0 | 0 | 1362000000 | 1.686e-05 | 8511000000 | 0.65 | N/A | Yes | BEM | Hydrodynamics | (with | Morison | drag) | 0 | 0 | 0
[8 empty] | 293.1 | 119 | 0.5 | 10 | Floater | No | 0 | 1.539e-05 | 0 | 0 | 97060000 | 97060000 | 621900000 | 621900000 | 0 | 0 | 74690000 | 9.244e-07 | 3233000000 | 0.65 | N/A | Yes | BEM | Hydrodynamics | (with | Morison | drag) | 0 | 0 | 0 | [9 empty] | 293 | 119 | 269 | 293 | 293 | 1c | 0 | 293 | 2.10E+11 | 8.08E+10 | 7850 | 0.5 | 0.01
[8 empty] | 293.2 | 269 | 0.5 | 10 | Floater | No | 0 | 1.539e-05 | 0 | 0 | 97060000 | 97060000 | 621900000 | 621900000 | 0 | 0 | 74690000 | 9.244e-07 | 3233000000 | 0.65 | N/A | Yes | BEM | Hydrodynamics | (with | Morison | drag) | 0 | 0 | 0
[8 empty] | 294.1 | 269 | 0.5 | 10 | Floater | No | 0 | 1.539e-05 | 0 | 0 | 97060000 | 97060000 | 621900000 | 621900000 | 0 | 0 | 74690000 | 9.244e-07 | 3233000000 | 0.65 | N/A | Yes | BEM | Hydrodynamics | (with | Morison | drag) | 0 | 0 | 0 | [9 empty] | 294 | 269 | 279 | 294 | 294 | 1c | 0 | 294 | 2.10E+11 | 8.08E+10 | 7850 | 0.5 | 0.01
[8 empty] | 294.2 | 279 | 0.5 | 10 | Floater | No | 0 | 1.539e-05 | 0 | 0 | 97060000 | 97060000 | 621900000 | 621900000 | 0 | 0 | 74690000 | 9.244e-07 | 3233000000 | 0.65 | N/A | Yes | BEM | Hydrodynamics | (with | Morison | drag) | 0 | 0 | 0
[8 empty] | 295.1 | 270 | 1.3 | 10 | Floater | No | 0 | 4.053e-05 | 0 | 0 | 1770000000 | 1770000000 | 1637000000 | 1637000000 | 0 | 0 | 1362000000 | 1.686e-05 | 8511000000 | 0.65 | N/A | Yes | BEM | Hydrodynamics | (with | Morison | drag) | 0 | 0 | 0 | [9 empty] | 295 | 270 | 276 | 295 | 295 | 1c | 0 | 295 | 2.10E+11 | 8.08E+10 | 7850 | 1.3 | 0.01
[8 empty] | 295.2 | 276 | 1.3 | 10 | Floater | No | 0 | 4.053e-05 | 0 | 0 | 1770000000 | 1770000000 | 1637000000 | 1637000000 | 0 | 0 | 1362000000 | 1.686e-05 | 8511000000 | 0.65 | N/A | Yes | BEM | Hydrodynamics | (with | Morison | drag) | 0 | 0 | 0
| 7 | 210000000000 | 80769000000 | 7850 | 4.178 | 0.018 |  | 296.1 | 257 | 4.178 | 18 | Steel | N/A | 0 | 2337.49 | 0 | 0 | 132700000000 | 132700000000 | 12030000000 | 12030000000 | 0 | 0 | 102200000000 | 9924.5 | 62530000000 | 0.65 | N/A | No | BEM | Hydrodynamics | (with | Morison | drag) | 0 | 0 | 0 | [9 empty] | 296 | 257 | 258 | 296 | 296 | 1c | 0 | 296 | 2.10E+11 | 8.08E+10 | 7850 | 4.178 | 0.018
[8 empty] | 296.2 | 258 | 4.178 | 18 | Steel | N/A | 0 | 2256.38 | 0 | 0 | 119400000000 | 119400000000 | 11610000000 | 11610000000 | 0 | 0 | 91880000000 | 8926.8 | 60360000000 | 0.65 | N/A | No | BEM | Hydrodynamics | (with | Morison | drag) | 0 | 0 | 0
| 6 | 210000000000 | 80769000000 | 7850 | 4.0295 | 0.017 |  | 297.1 | 258 | 4.0295 | 17 | Steel | N/A | 0 | 2256.38 | 0 | 0 | 119400000000 | 119400000000 | 11610000000 | 11610000000 | 0 | 0 | 91880000000 | 8926.8 | 60360000000 | 0.65 | N/A | No | BEM | Hydrodynamics | (with | Morison | drag) | 0 | 0 | 0 | [9 empty] | 297 | 258 | 259 | 297 | 297 | 1c | 0 | 297 | 2.10E+11 | 8.08E+10 | 7850 | 4.0295 | 0.017
[8 empty] | 297.2 | 259 | 4.0295 | 17 | Steel | N/A | 0 | 2175.27 | 0 | 0 | 107000000000 | 107000000000 | 11200000000 | 11200000000 | 0 | 0 | 82330000000 | 7998.32 | 58190000000 | 0.65 | N/A | No | BEM | Hydrodynamics | (with | Morison | drag) | 0 | 0 | 0
| 5 | 210000000000 | 80769000000 | 7850 | 3.881 | 0.017 |  | 298.1 | 259 | 3.881 | 17 | Steel | N/A | 0 | 1987.15 | 0 | 0 | 97830000000 | 97830000000 | 10230000000 | 10230000000 | 0 | 0 | 75290000000 | 7314.21 | 53160000000 | 0.65 | N/A | No | BEM | Hydrodynamics | (with | Morison | drag) | 0 | 0 | 0 | [9 empty] | 298 | 259 | 260 | 298 | 298 | 1c | 0 | 298 | 2.10E+11 | 8.08E+10 | 7850 | 3.881 | 0.017
[8 empty] | 298.2 | 260 | 3.881 | 17 | Steel | N/A | 0 | 1913.09 | 0 | 0 | 87300000000 | 87300000000 | 9846000000 | 9846000000 | 0 | 0 | 67180000000 | 6526.55 | 51180000000 | 0.65 | N/A | No | BEM | Hydrodynamics | (with | Morison | drag) | 0 | 0 | 0
| 4 | 210000000000 | 80769000000 | 7850 | 3.7325 | 0.017 |  | 299.1 | 260 | 3.7325 | 17 | Steel | N/A | 0 | 1822.48 | 0 | 0 | 83210000000 | 83210000000 | 9379000000 | 9379000000 | 0 | 0 | 64030000000 | 6220.78 | 48750000000 | 0.65 | N/A | No | BEM | Hydrodynamics | (with | Morison | drag) | 0 | 0 | 0 | [9 empty] | 299 | 260 | 261 | 299 | 299 | 1c | 0 | 299 | 2.10E+11 | 8.08E+10 | 7850 | 3.7325 | 0.017
[8 empty] | 299.2 | 261 | 3.7325 | 17 | Steel | N/A | 0 | 1751.95 | 0 | 0 | 73920000000 | 73920000000 | 9016000000 | 9016000000 | 0 | 0 | 56880000000 | 5526.13 | 46870000000 | 0.65 | N/A | No | BEM | Hydrodynamics | (with | Morison | drag) | 0 | 0 | 0
| 3 | 210000000000 | 80769000000 | 7850 | 3.584 | 0.017 |  | 300.1 | 261 | 3.584 | 17 | Steel | N/A | 0 | 1664.83 | 0 | 0 | 70280000000 | 70280000000 | 8568000000 | 8568000000 | 0 | 0 | 54080000000 | 5254.27 | 44540000000 | 0.65 | N/A | No | BEM | Hydrodynamics | (with | Morison | drag) | 0 | 0 | 0 | [9 empty] | 300 | 261 | 262 | 300 | 300 | 1c | 0 | 300 | 2.10E+11 | 8.08E+10 | 7850 | 3.584 | 0.017
[8 empty] | 300.2 | 262 | 3.584 | 17 | Steel | N/A | 0 | 1603.91 | 0 | 0 | 62840000000 | 62840000000 | 8255000000 | 8255000000 | 0 | 0 | 48360000000 | 4698.38 | 42910000000 | 0.65 | N/A | No | BEM | Hydrodynamics | (with | Morison | drag) | 0 | 0 | 0
| 2 | 210000000000 | 80769000000 | 7850 | 3.4485 | 0.018 |  | 301.1 | 262 | 3.4485 | 18 | Steel | N/A | 0 | 1519.94 | 0 | 0 | 59590000000 | 59590000000 | 7822000000 | 7822000000 | 0 | 0 | 45860000000 | 4454.97 | 40660000000 | 0.65 | N/A | No | BEM | Hydrodynamics | (with | Morison | drag) | 0 | 0 | 0 | [9 empty] | 301 | 262 | 263 | 301 | 301 | 1c | 0 | 301 | 2.10E+11 | 8.08E+10 | 7850 | 3.4485 | 0.018
[8 empty] | 301.2 | 263 | 3.4485 | 18 | Steel | N/A | 0 | 1461.79 | 0 | 0 | 53010000000 | 53010000000 | 7523000000 | 7523000000 | 0 | 0 | 40790000000 | 3962.96 | 39110000000 | 0.65 | N/A | No | BEM | Hydrodynamics | (with | Morison | drag) | 0 | 0 | 0
| 1 | 210000000000 | 80769000000 | 7850 | 3.3131 | 0.018 |  | 302.1 | 263 | 3.3131 | 18 | Steel | N/A | 0 | 1461.79 | 0 | 0 | 53010000000 | 53010000000 | 7523000000 | 7523000000 | 0 | 0 | 40790000000 | 3962.96 | 39110000000 | 0.65 | N/A | No | BEM | Hydrodynamics | (with | Morison | drag) | 0 | 0 | 0 | [9 empty] | 302 | 263 | 264 | 302 | 302 | 1c | 0 | 302 | 2.10E+11 | 8.08E+10 | 7850 | 3.3131 | 0.018
[8 empty] | 302.2 | 264 | 3.3131 | 18 | Steel | N/A | 0 | 1456.9 | 0 | 0 | 52480000000 | 52480000000 | 7498000000 | 7498000000 | 0 | 0 | 40380000000 | 3923.38 | 38970000000 | 0.65 | N/A | No | BEM | Hydrodynamics | (with | Morison | drag) | 0 | 0 | 0
[8 empty] | 303.1 | 271 | 1.3 | 10 | Floater | No | 0 | 4.053e-05 | 0 | 0 | 1770000000 | 1770000000 | 1637000000 | 1637000000 | 0 | 0 | 1362000000 | 1.686e-05 | 8511000000 | 0 | N/A | Yes | BEM | Hydrodynamics | (with | Morison | drag) | 0 | 0 | 0 | [9 empty] | 303 | 271 | 105 | 303 | 303 | 1c | 0 | 303 | 2.10E+11 | 8.08E+10 | 7850 | 1.3 | 0.01
[8 empty] | 303.2 | 105 | 1.3 | 10 | Floater | No | 0 | 4.053e-05 | 0 | 0 | 1770000000 | 1770000000 | 1637000000 | 1637000000 | 0 | 0 | 1362000000 | 1.686e-05 | 8511000000 | 0 | N/A | Yes | BEM | Hydrodynamics | (with | Morison | drag) | 0 | 0 | 0
[8 empty] | 304.1 | 272 | 1.3 | 10 | Floater | No | 0 | 4.053e-05 | 0 | 0 | 1770000000 | 1770000000 | 1637000000 | 1637000000 | 0 | 0 | 1362000000 | 1.686e-05 | 8511000000 | 0 | N/A | Yes | BEM | Hydrodynamics | (with | Morison | drag) | 0 | 0 | 0 | [9 empty] | 304 | 272 | 108 | 304 | 304 | 1c | 0 | 304 | 2.10E+11 | 8.08E+10 | 7850 | 1.3 | 0.01
[8 empty] | 304.2 | 108 | 1.3 | 10 | Floater | No | 0 | 4.053e-05 | 0 | 0 | 1770000000 | 1770000000 | 1637000000 | 1637000000 | 0 | 0 | 1362000000 | 1.686e-05 | 8511000000 | 0 | N/A | Yes | BEM | Hydrodynamics | (with | Morison | drag) | 0 | 0 | 0
[8 empty] | 305.1 | 273 | 1.3 | 10 | Floater | No | 0 | 4.053e-05 | 0 | 0 | 1770000000 | 1770000000 | 1637000000 | 1637000000 | 0 | 0 | 1362000000 | 1.686e-05 | 8511000000 | 0 | N/A | Yes | BEM | Hydrodynamics | (with | Morison | drag) | 0 | 0 | 0 | [9 empty] | 305 | 273 | 115 | 305 | 305 | 1c | 0 | 305 | 2.10E+11 | 8.08E+10 | 7850 | 1.3 | 0.01
[8 empty] | 305.2 | 115 | 1.3 | 10 | Floater | No | 0 | 4.053e-05 | 0 | 0 | 1770000000 | 1770000000 | 1637000000 | 1637000000 | 0 | 0 | 1362000000 | 1.686e-05 | 8511000000 | 0 | N/A | Yes | BEM | Hydrodynamics | (with | Morison | drag) | 0 | 0 | 0
[8 empty] | 306.1 | 274 | 1.3 | 10 | Floater | No | 0 | 4.053e-05 | 0 | 0 | 1770000000 | 1770000000 | 1637000000 | 1637000000 | 0 | 0 | 1362000000 | 1.686e-05 | 8511000000 | 0 | N/A | Yes | BEM | Hydrodynamics | (with | Morison | drag) | 0 | 0 | 0 | [9 empty] | 306 | 274 | 161 | 306 | 306 | 1c | 0 | 306 | 2.10E+11 | 8.08E+10 | 7850 | 1.3 | 0.01
[8 empty] | 306.2 | 161 | 1.3 | 10 | Floater | No | 0 | 4.053e-05 | 0 | 0 | 1770000000 | 1770000000 | 1637000000 | 1637000000 | 0 | 0 | 1362000000 | 1.686e-05 | 8511000000 | 0 | N/A | Yes | BEM | Hydrodynamics | (with | Morison | drag) | 0 | 0 | 0
[8 empty] | 307.1 | 275 | 1.3 | 10 | Floater | No | 0 | 4.053e-05 | 0 | 0 | 1770000000 | 1770000000 | 1637000000 | 1637000000 | 0 | 0 | 1362000000 | 1.686e-05 | 8511000000 | 0 | N/A | Yes | BEM | Hydrodynamics | (with | Morison | drag) | 0 | 0 | 0 | [9 empty] | 307 | 275 | 172 | 307 | 307 | 1c | 0 | 307 | 2.10E+11 | 8.08E+10 | 7850 | 1.3 | 0.01
[8 empty] | 307.2 | 172 | 1.3 | 10 | Floater | No | 0 | 4.053e-05 | 0 | 0 | 1770000000 | 1770000000 | 1637000000 | 1637000000 | 0 | 0 | 1362000000 | 1.686e-05 | 8511000000 | 0 | N/A | Yes | BEM | Hydrodynamics | (with | Morison | drag) | 0 | 0 | 0
[8 empty] | 308.1 | 276 | 1.3 | 10 | Floater | No | 0 | 4.053e-05 | 0 | 0 | 1770000000 | 1770000000 | 1637000000 | 1637000000 | 0 | 0 | 1362000000 | 1.686e-05 | 8511000000 | 0 | N/A | Yes | BEM | Hydrodynamics | (with | Morison | drag) | 0 | 0 | 0 | [9 empty] | 308 | 276 | 179 | 308 | 308 | 1c | 0 | 308 | 2.10E+11 | 8.08E+10 | 7850 | 1.3 | 0.01
[8 empty] | 308.2 | 179 | 1.3 | 10 | Floater | No | 0 | 4.053e-05 | 0 | 0 | 1770000000 | 1770000000 | 1637000000 | 1637000000 | 0 | 0 | 1362000000 | 1.686e-05 | 8511000000 | 0 | N/A | Yes | BEM | Hydrodynamics | (with | Morison | drag) | 0 | 0 | 0
[8 empty] | 309.1 | 277 | 0.5 | 10 | Floater | No | 0 | 1.539e-05 | 0 | 0 | 97060000 | 97060000 | 621900000 | 621900000 | 0 | 0 | 74690000 | 9.244e-07 | 3233000000 | 0 | N/A | Yes | BEM | Hydrodynamics | (with | Morison | drag) | 0 | 0 | 0 | [9 empty] | 309 | 277 | 268 | 309 | 309 | 1c | 0 | 309 | 2.10E+11 | 8.08E+10 | 7850 | 0.5 | 0.01
[8 empty] | 309.2 | 268 | 1.3 | 10 | Floater | No | 0 | 4.053e-05 | 0 | 0 | 1770000000 | 1770000000 | 1637000000 | 1637000000 | 0 | 0 | 1362000000 | 1.686e-05 | 8511000000 | 0 | N/A | Yes | BEM | Hydrodynamics | (with | Morison | drag) | 0 | 0 | 0
[8 empty] | 310.1 | 278 | 0.5 | 10 | Floater | No | 0 | 1.539e-05 | 0 | 0 | 97060000 | 97060000 | 621900000 | 621900000 | 0 | 0 | 74690000 | 9.244e-07 | 3233000000 | 0 | N/A | Yes | BEM | Hydrodynamics | (with | Morison | drag) | 0 | 0 | 0 | [9 empty] | 310 | 278 | 266 | 310 | 310 | 1c | 0 | 310 | 2.10E+11 | 8.08E+10 | 7850 | 0.5 | 0.01
[8 empty] | 310.2 | 266 | 1.3 | 10 | Floater | No | 0 | 4.053e-05 | 0 | 0 | 1770000000 | 1770000000 | 1637000000 | 1637000000 | 0 | 0 | 1362000000 | 1.686e-05 | 8511000000 | 0 | N/A | Yes | BEM | Hydrodynamics | (with | Morison | drag) | 0 | 0 | 0
[8 empty] | 311.1 | 279 | 0.5 | 10 | Floater | No | 0 | 1.539e-05 | 0 | 0 | 97060000 | 97060000 | 621900000 | 621900000 | 0 | 0 | 74690000 | 9.244e-07 | 3233000000 | 0 | N/A | Yes | BEM | Hydrodynamics | (with | Morison | drag) | 0 | 0 | 0 | [9 empty] | 311 | 279 | 270 | 311 | 311 | 1c | 0 | 311 | 2.10E+11 | 8.08E+10 | 7850 | 0.5 | 0.01
[8 empty] | 311.2 | 270 | 1.3 | 10 | Floater | No | 0 | 4.053e-05 | 0 | 0 | 1770000000 | 1770000000 | 1637000000 | 1637000000 | 0 | 0 | 1362000000 | 1.686e-05 | 8511000000 | 0 | N/A | Yes | BEM | Hydrodynamics | (with | Morison | drag) | 0 | 0 | 0
[8 empty] | 312.1 | 280 | 0.5 | 10 | Floater | No | 0 | 1.539e-05 | 0 | 0 | 97060000 | 97060000 | 621900000 | 621900000 | 0 | 0 | 74690000 | 9.244e-07 | 3233000000 | 0 | N/A | Yes | BEM | Hydrodynamics | (with | Morison | drag) | 0 | 0 | 0 | [9 empty] | 312 | 280 | 281 | 312 | 312 | 1c | 0 | 312 | 2.10E+11 | 8.08E+10 | 7850 | 0.5 | 0.01
[8 empty] | 312.2 | 281 | 0.5 | 10 | Floater | No | 0 | 1.539e-05 | 0 | 0 | 97060000 | 97060000 | 621900000 | 621900000 | 0 | 0 | 74690000 | 9.244e-07 | 3233000000 | 0 | N/A | Yes | BEM | Hydrodynamics | (with | Morison | drag) | 0 | 0 | 0
[8 empty] | 313.1 | 281 | 0.5 | 10 | Floater | No | 0 | 1.539e-05 | 0 | 0 | 97060000 | 97060000 | 621900000 | 621900000 | 0 | 0 | 74690000 | 9.244e-07 | 3233000000 | 0 | N/A | Yes | BEM | Hydrodynamics | (with | Morison | drag) | 0 | 0 | 0 | [9 empty] | 313 | 281 | 222 | 313 | 313 | 1c | 0 | 313 | 2.10E+11 | 8.08E+10 | 7850 | 0.5 | 0.01
[8 empty] | 313.2 | 222 | 1.3 | 10 | Floater | No | 0 | 4.053e-05 | 0 | 0 | 1770000000 | 1770000000 | 1637000000 | 1637000000 | 0 | 0 | 1362000000 | 1.686e-05 | 8511000000 | 0 | N/A | Yes | BEM | Hydrodynamics | (with | Morison | drag) | 0 | 0 | 0
[8 empty] | 314.1 | 282 | 0.5 | 10 | Floater | No | 0 | 1.539e-05 | 0 | 0 | 97060000 | 97060000 | 621900000 | 621900000 | 0 | 0 | 74690000 | 9.244e-07 | 3233000000 | 0 | N/A | Yes | BEM | Hydrodynamics | (with | Morison | drag) | 0 | 0 | 0 | [9 empty] | 314 | 282 | 283 | 314 | 314 | 1c | 0 | 314 | 2.10E+11 | 8.08E+10 | 7850 | 0.5 | 0.01
[8 empty] | 314.2 | 283 | 0.5 | 10 | Floater | No | 0 | 1.539e-05 | 0 | 0 | 97060000 | 97060000 | 621900000 | 621900000 | 0 | 0 | 74690000 | 9.244e-07 | 3233000000 | 0 | N/A | Yes | BEM | Hydrodynamics | (with | Morison | drag) | 0 | 0 | 0
[8 empty] | 315.1 | 283 | 0.5 | 10 | Floater | No | 0 | 1.539e-05 | 0 | 0 | 97060000 | 97060000 | 621900000 | 621900000 | 0 | 0 | 74690000 | 9.244e-07 | 3233000000 | 0 | N/A | Yes | BEM | Hydrodynamics | (with | Morison | drag) | 0 | 0 | 0 | [9 empty] | 315 | 283 | 220 | 315 | 315 | 1c | 0 | 315 | 2.10E+11 | 8.08E+10 | 7850 | 0.5 | 0.01
[8 empty] | 315.2 | 220 | 1.3 | 10 | Floater | No | 0 | 4.053e-05 | 0 | 0 | 1770000000 | 1770000000 | 1637000000 | 1637000000 | 0 | 0 | 1362000000 | 1.686e-05 | 8511000000 | 0 | N/A | Yes | BEM | Hydrodynamics | (with | Morison | drag) | 0 | 0 | 0
[8 empty] | 316.1 | 284 | 0.5 | 10 | Floater | No | 0 | 1.539e-05 | 0 | 0 | 97060000 | 97060000 | 621900000 | 621900000 | 0 | 0 | 74690000 | 9.244e-07 | 3233000000 | 0 | N/A | Yes | BEM | Hydrodynamics | (with | Morison | drag) | 0 | 0 | 0 | [9 empty] | 316 | 284 | 285 | 316 | 316 | 1c | 0 | 316 | 2.10E+11 | 8.08E+10 | 7850 | 0.5 | 0.01
[8 empty] | 316.2 | 285 | 0.5 | 10 | Floater | No | 0 | 1.539e-05 | 0 | 0 | 97060000 | 97060000 | 621900000 | 621900000 | 0 | 0 | 74690000 | 9.244e-07 | 3233000000 | 0 | N/A | Yes | BEM | Hydrodynamics | (with | Morison | drag) | 0 | 0 | 0
[8 empty] | 317.1 | 285 | 0.5 | 10 | Floater | No | 0 | 1.539e-05 | 0 | 0 | 97060000 | 97060000 | 621900000 | 621900000 | 0 | 0 | 74690000 | 9.244e-07 | 3233000000 | 0 | N/A | Yes | BEM | Hydrodynamics | (with | Morison | drag) | 0 | 0 | 0 | [9 empty] | 317 | 285 | 218 | 317 | 317 | 1c | 0 | 317 | 2.10E+11 | 8.08E+10 | 7850 | 0.5 | 0.01
[8 empty] | 317.2 | 218 | 1.3 | 10 | Floater | No | 0 | 4.053e-05 | 0 | 0 | 1770000000 | 1770000000 | 1637000000 | 1637000000 | 0 | 0 | 1362000000 | 1.686e-05 | 8511000000 | 0 | N/A | Yes | BEM | Hydrodynamics | (with | Morison | drag) | 0 | 0 | 0

## MoorDyn입력
[80 empty] | MoorDyn 입력창 : Njoints | [5 empty] | MoorDyn 입력창 : Nmembers | [10 empty] | HydroDynR.dat | [16 empty] | HydroDynR.dat
| Node | H(m) | X(m) | Y(m) | M(kg) | Mooring |  | Member | Node | Dia(m) | Th(mm) | Material | Flooded? | MG(mm) | M(kg/m) |  |  | BS(Nm^2) |  | SS(N) |  |  |  | TS(Nm^2) | M(kgm) | AS(N) |  |  | Sealed? | [5 empty] | OffX | OffY | OffZ | JointID | JointXss | JointYss | JointZss | JointType | JointDirX | JointDirY | JointDirZ | JointStiff | MemberID | MJointID1 | MJointID2 | MPropSetID1 | MPropSetID2 | MType | MSpin/COSMID | PropSetID | YoungE | ShearG | MatDens | XsecD | XsecT | MemberID | MJointID1 | MJointID2 | MPropSetID1 | MPropSetID2 | MType | MSpin/COSMID |  | PropSetID | YoungE | ShearG | MatDens | XsecD | XsecT | [6 empty] | JointID | Jointxi | Jointyi | Jointzi | JointAxID | JointOvrlp | MemberID | MJointID1 | MJointID2 | MPropSetID1 | MPropSetID2 | MSecGeom | MSpinOrient | MDivSize | MCoefMod | MHstLMod | PropPot | ---- STRUCTURE JOINTS: joints connect structure members (~Hydrodyn Input File) -------- | [5 empty] | ----------------------------------- MEMBERS ------------------------------------------- | [10 empty] | ---- STRUCTURE JOINTS: joints connect structure members (~Hydrodyn Input File) -------- | [5 empty] | ----------------------------------- MEMBERS -------------------------------------------
1 | 1 | -14 | 0 | 0 | 0 |  |  | 1.1 | 1 | 5 | 24 | Floater | No | 0 | 0.0003752 | 0 | 0 | 243900000000 | 243900000000 | 15160000000 | 15160000000 | 0 | 0 | 187700000000 | 0.002322 | 78790000000 | 0.65 | N/A | Yes | BEM | Hydrodynamics | (with | Morison | drag) | 0 | 0 | 0 | 1 | 0 | 0 | -14 | 1 | 0 | 0 | 0 | 0 | 1 | 1 | 2 | 1 | 1 | 1c | 0 | 1 | 2.10E+11 | 8.08E+10 | 7850 | 5 | 0.024 | 1 | 1 | 2 | 1 | 1 | 1c | 0 | 0 | 1 | 2.10E+11 | 8.08E+10 | 7850 | 5 | 0.024 | 1 | 2.10E+11 | 8.08E+10 | 1 | 5 | 0.024 | 1 | 0 | 0 | -14 | 1 | 0 | 1 | 1 | 2 | 1 | 1 | 1 | 0 | 1 | 3 | 1 | TRUE | 157 | NJoints | - | Number |  |  | 189 | [10 empty] | 94 | NJoints | - | Number |  |  | 102
2 | 2 | -12 | 0 | 0 | 0 |  |  | 1.2 | 2 | 5 | 24 | Floater | No | 0 | 0.0003752 | 0 | 0 | 243900000000 | 243900000000 | 15160000000 | 15160000000 | 0 | 0 | 187700000000 | 0.002322 | 78790000000 | 0.65 | N/A | Yes | BEM | Hydrodynamics | (with | Morison | drag) | 0 | 0 | 0 | 2 | 0 | 0 | -12 | 1 | 0 | 0 | 0 | 0 | [13 empty] | 2 | 2 | 3 | 2 | 2 | 1c | 0 | 0 | 2 | 2.10E+11 | 8.08E+10 | 7850 | 5 | 0.024 | 2 | 2.10E+11 | 8.08E+10 | 1 | 5 | 0.024 | 2 | 0 | 0 | -12 | 1 | 0 | 2 | 2 | 3 | 1 | 1 | 1 | 0 | 1 | 3 | 1 | TRUE | JointID | JointXss | JointYss | JointZss | JointType |  | MemberID | MJointID1 | MJointID2 | MPropSetID1 | MPropSetID2 | MSecGeom | MSpinOrient | MDivSize | MCoefMod | MHstLMod | PropPot | JointID | JointXss | JointYss | JointZss | JointType |  | MemberID | MJointID1 | MJointID2 | MPropSetID1 | MPropSetID2 | MSecGeom | MSpinOrient | MDivSize | MCoefMod | MHstLMod | PropPot
3 | 3 | -10 | 0 | 0 | 0 |  | 1 | 2.1 | 2 | 5 | 24 | Floater | No | 0 | 0.0003752 | 0 | 0 | 243900000000 | 243900000000 | 15160000000 | 15160000000 | 0 | 0 | 187700000000 | 0.002322 | 78790000000 | 0.65 | N/A | Yes | BEM | Hydrodynamics | (with | Morison | drag) | 0 | 0 | 0 | 3 | 0 | 0 | -10 | 1 | 0 | 0 | 0 | 0 | 2 | 2 | 3 | 2 | 2 | 1c | 0 | 2 | 2.10E+11 | 8.08E+10 | 7850 | 5 | 0.024 | 3 | 3 | 4 | 3 | 3 | 1c | 0 | 0 | 3 | 2.10E+11 | 8.08E+10 | 7850 | 5 | 0.024 | 3 | 2.10E+11 | 8.08E+10 | 1 | 5 | 0.024 | 3 | 0 | 0 | -10 | 1 | 0 | 3 | 3 | 4 | 1 | 1 | 1 | 0 | 1 | 3 | 1 | TRUE |  | (-) | (m) | (m) | (m) |  |  | (-) | (-) | (-) | (-) | (-) | (-) | [5 empty] | (-) | (m) | (m) | (m) |  |  | (-) | (-) | (-) | (-) | (-) | (-)
4 | 4 | -8 | 0 | 0 | 0 |  | 1 | 2.2 | 3 | 5 | 24 | Floater | No | 0 | 0.0003752 | 0 | 0 | 243900000000 | 243900000000 | 15160000000 | 15160000000 | 0 | 0 | 187700000000 | 0.002322 | 78790000000 | 0.65 | N/A | Yes | BEM | Hydrodynamics | (with | Morison | drag) | 0 | 0 | 0 | 4 | 0 | 0 | -8 | 1 | 0 | 0 | 0 | 0 | [13 empty] | 4 | 4 | 5 | 4 | 4 | 1c | 0 | 0 | 4 | 2.10E+11 | 8.08E+10 | 7850 | 5 | 0.024 | 4 | 2.10E+11 | 8.08E+10 | 1 | 5 | 0.024 | 4 | 0 | 0 | -8 | 1 | 0 | 4 | 4 | 5 | 1 | 1 | 1 | 0 | 1 | 3 | 1 | TRUE | 1 | 0 | 0 | -14 | 1 | 0 | 1 | 1 | 2 | 1 | 1 | 1 | 0 | 3 | 1 | 1 | TRUE | 1 | 0 | 0 | -14 | 1 | 0 | 1 | 1 | 2 | 1 | 1 | 1 | 0 | 2 | 1 | 1 | TRUE
5 | 5 | -6 | 0 | 0 | 0 |  | 1 | 3.1 | 3 | 5 | 24 | Floater | No | 0 | 0.0003752 | 0 | 0 | 243900000000 | 243900000000 | 15160000000 | 15160000000 | 0 | 0 | 187700000000 | 0.002322 | 78790000000 | 0.65 | N/A | Yes | BEM | Hydrodynamics | (with | Morison | drag) | 0 | 0 | 0 | 5 | 0 | 0 | -6 | 1 | 0 | 0 | 0 | 0 | 3 | 3 | 4 | 3 | 3 | 1c | 0 | 3 | 2.10E+11 | 8.08E+10 | 7850 | 5 | 0.024 | 5 | 5 | 6 | 5 | 5 | 1c | 0 | 0 | 5 | 2.10E+11 | 8.08E+10 | 7850 | 5 | 0.024 | 5 | 2.10E+11 | 8.08E+10 | 1 | 5 | 0.024 | 5 | 0 | 0 | -6 | 1 | 0 | 5 | 5 | 6 | 1 | 1 | 1 | 0 | 1 | 3 | 1 | TRUE | 2 | 0 | 0 | -12 | 1 | 0 | 2 | 2 | 8 | 1 | 1 | 1 | 0 | 1 | 1 | 1 | TRUE | 2 | 0 | 0 | -12 | 1 | 0 | 2 | 2 | 8 | 1 | 1 | 1 | 0 | 2 | 1 | 1 | TRUE
6 | 6 | -4 | 0 | 0 | 0 |  | 1 | 3.2 | 4 | 5 | 24 | Floater | No | 0 | 0.0003752 | 0 | 0 | 243900000000 | 243900000000 | 15160000000 | 15160000000 | 0 | 0 | 187700000000 | 0.002322 | 78790000000 | 0.65 | N/A | Yes | BEM | Hydrodynamics | (with | Morison | drag) | 0 | 0 | 0 | 6 | 0 | 0 | -4 | 1 | 0 | 0 | 0 | 0 | [13 empty] | 6 | 6 | 7 | 6 | 6 | 1c | 0 | 0 | 6 | 2.10E+11 | 8.08E+10 | 7850 | 5 | 0.024 | 6 | 2.10E+11 | 8.08E+10 | 1 | 5 | 0.024 | 6 | 0 | 0 | -4 | 1 | 0 | 6 | 6 | 7 | 1 | 1 | 1 | 0 | 1 | 3 | 1 | TRUE | 8 | 0 | 0 | 0 | 1 | 0 | 8 | 8 | 13 | 1 | 1 | 1 | 0 | 1 | 1 | 1 | TRUE | 8 | 0 | 0 | 0 | 1 | 0 | 8 | 8 | 13 | 1 | 1 | 1 | 0 | 2 | 1 | 1 | TRUE
7 | 7 | -2 | 0 | 0 | 0 |  | 1 | 4.1 | 4 | 5 | 24 | Floater | No | 0 | 0.0003752 | 0 | 0 | 243900000000 | 243900000000 | 15160000000 | 15160000000 | 0 | 0 | 187700000000 | 0.002322 | 78790000000 | 0.65 | N/A | Yes | BEM | Hydrodynamics | (with | Morison | drag) | 0 | 0 | 0 | 7 | 0 | 0 | -2 | 1 | 0 | 0 | 0 | 0 | 4 | 4 | 5 | 4 | 4 | 1c | 0 | 4 | 2.10E+11 | 8.08E+10 | 7850 | 5 | 0.024 | 7 | 7 | 8 | 7 | 7 | 1c | 0 | 0 | 7 | 2.10E+11 | 8.08E+10 | 7850 | 5 | 0.024 | 7 | 2.10E+11 | 8.08E+10 | 1 | 5 | 0.024 | 7 | 0 | 0 | -2 | 1 | 0 | 7 | 7 | 8 | 1 | 1 | 1 | 0 | 1 | 3 | 1 | TRUE | 13 | 0 | 0 | 9.3 | 1 | 0 | 13 | 13 | 14 | 1 | 1 | 1 | 0 | 1 | 1 | 1 | TRUE | 13 | 0 | 0 | 9.3 | 1 | 0 | 13 | 13 | 14 | 1 | 1 | 1 | 0 | 2 | 1 | 1 | TRUE
8 | 8 | 0 | 0 | 0 | 0 | TLM1 |  | 4.2 | 5 | 5 | 24 | Floater | No | 0 | 0.0003752 | 0 | 0 | 243900000000 | 243900000000 | 15160000000 | 15160000000 | 0 | 0 | 187700000000 | 0.002322 | 78790000000 | 0.65 | N/A | Yes | BEM | Hydrodynamics | (with | Morison | drag) | 0 | 0 | 0 | 8 | 0 | 0 | 0 | 1 | 0 | 0 | 0 | 0 | [13 empty] | 8 | 8 | 9 | 8 | 8 | 1c | 0 | 0 | 8 | 2.10E+11 | 8.08E+10 | 7850 | 5 | 0.035 | 8 | 2.10E+11 | 8.08E+10 | 1 | 5 | 0.035 | 8 | 0 | 0 | 0 | 1 | 0 | 8 | 8 | 9 | 1 | 1 | 1 | 0 | 1 | 3 | 1 | TRUE | 14 | 0 | 0 | 10 | 1 | 0 | 14 | 14 | 15 | 1 | 1 | 1 | 0 | 1 | 1 | 1 | TRUE | 14 | 0 | 0 | 10 | 1 | 0 | 14 | 14 | 15 | 1 | 1 | 1 | 0 | 2 | 1 | 1 | TRUE
9 | 9 | 1.797 | 0 | 0 | 0 |  | 1 | 5.1 | 5 | 5 | 24 | Floater | No | 0 | 0.0003752 | 0 | 0 | 243900000000 | 243900000000 | 15160000000 | 15160000000 | 0 | 0 | 187700000000 | 0.002322 | 78790000000 | 0.65 | N/A | Yes | BEM | Hydrodynamics | (with | Morison | drag) | 0 | 0 | 0 | 9 | 0 | 0 | 1.797 | 1 | 0 | 0 | 0 | 0 | 5 | 5 | 6 | 5 | 5 | 1c | 0 | 5 | 2.10E+11 | 8.08E+10 | 7850 | 5 | 0.024 | 9 | 9 | 10 | 9 | 9 | 1c | 0 | 0 | 9 | 2.10E+11 | 8.08E+10 | 7850 | 5 | 0.035 | 9 | 2.10E+11 | 8.08E+10 | 1 | 5 | 0.035 | 9 | 0 | 0 | 1.797 | 1 | 0 | 9 | 9 | 10 | 1 | 1 | 1 | 0 | 1 | 3 | 1 | TRUE | 15 | 0 | 0 | 11 | 1 | 0 | 15 | 16 | 17 | 2 | 2 | 1 | 0 | 1 | 1 | 1 | TRUE | 15 | 0 | 0 | 11 | 1 | 0 | 15 | 16 | 17 | 2 | 2 | 1 | 0 | 2 | 1 | 1 | TRUE
10 | 10 | 4 | 0 | 0 | 0 |  | 1 | 5.2 | 6 | 5 | 24 | Floater | No | 0 | 0.0003752 | 0 | 0 | 243900000000 | 243900000000 | 15160000000 | 15160000000 | 0 | 0 | 187700000000 | 0.002322 | 78790000000 | 0.65 | N/A | Yes | BEM | Hydrodynamics | (with | Morison | drag) | 0 | 0 | 0 | 10 | 0 | 0 | 4 | 1 | 0 | 0 | 0 | 0 | [13 empty] | 10 | 10 | 11 | 10 | 10 | 1c | 0 | 0 | 10 | 2.10E+11 | 8.08E+10 | 7850 | 5 | 0.035 | 10 | 2.10E+11 | 8.08E+10 | 1 | 5 | 0.035 | 10 | 0 | 0 | 4 | 1 | 0 | 10 | 10 | 11 | 1 | 1 | 1 | 0 | 1 | 3 | 1 | TRUE | 16 | 12.99 | 22.5 | -14 | 1 | 0 | 16 | 17 | 21 | 2 | 2 | 1 | 0 | 1 | 1 | 1 | TRUE | 16 | 12.99 | 22.5 | -14 | 1 | 0 | 16 | 17 | 21 | 2 | 2 | 1 | 0 | 2 | 1 | 1 | TRUE
11 | 11 | 6 | 0 | 0 | 0 |  | 1 | 6.1 | 6 | 5 | 24 | Floater | No | 0 | 0.0003752 | 0 | 0 | 243900000000 | 243900000000 | 15160000000 | 15160000000 | 0 | 0 | 187700000000 | 0.002322 | 78790000000 | 0.65 | N/A | Yes | BEM | Hydrodynamics | (with | Morison | drag) | 0 | 0 | 0 | 11 | 0 | 0 | 6 | 1 | 0 | 0 | 0 | 0 | 6 | 6 | 7 | 6 | 6 | 1c | 0 | 6 | 2.10E+11 | 8.08E+10 | 7850 | 5 | 0.024 | 11 | 11 | 12 | 11 | 11 | 1c | 0 | 0 | 11 | 2.10E+11 | 8.08E+10 | 7850 | 5 | 0.035 | 11 | 2.10E+11 | 8.08E+10 | 1 | 5 | 0.035 | 11 | 0 | 0 | 6 | 1 | 0 | 11 | 11 | 12 | 1 | 1 | 1 | 0 | 1 | 3 | 1 | TRUE | 17 | 12.99 | 22.5 | -12 | 1 | 0 | 20 | 21 | 23 | 2 | 2 | 1 | 0 | 1 | 1 | 1 | TRUE | 17 | 12.99 | 22.5 | -12 | 1 | 0 | 20 | 21 | 23 | 2 | 2 | 1 | 0 | 2 | 1 | 1 | TRUE
12 | 12 | 8 | 0 | 0 | 0 |  | 1 | 6.2 | 7 | 5 | 24 | Floater | No | 0 | 0.0003752 | 0 | 0 | 243900000000 | 243900000000 | 15160000000 | 15160000000 | 0 | 0 | 187700000000 | 0.002322 | 78790000000 | 0.65 | N/A | Yes | BEM | Hydrodynamics | (with | Morison | drag) | 0 | 0 | 0 | 12 | 0 | 0 | 8 | 1 | 0 | 0 | 0 | 0 | [13 empty] | 12 | 12 | 13 | 12 | 12 | 1c | 0 | 0 | 12 | 2.10E+11 | 8.08E+10 | 7850 | 5 | 0.035 | 12 | 2.10E+11 | 8.08E+10 | 1 | 5 | 0.035 | 12 | 0 | 0 | 8 | 1 | 0 | 12 | 12 | 13 | 1 | 1 | 1 | 0 | 1 | 3 | 1 | TRUE | 21 | 12.99 | 22.5 | -3 | 1 | 0 | 22 | 23 | 28 | 2 | 2 | 1 | 0 | 1 | 1 | 1 | TRUE | 21 | 12.99 | 22.5 | -3 | 1 | 0 | 22 | 23 | 28 | 2 | 2 | 1 | 0 | 2 | 1 | 1 | TRUE
13 | 13 | 9.3 | 0 | 0 | 0 |  |  | 7.1 | 7 | 5 | 24 | Floater | No | 0 | 0.0003752 | 0 | 0 | 243900000000 | 243900000000 | 15160000000 | 15160000000 | 0 | 0 | 187700000000 | 0.002322 | 78790000000 | 0.65 | N/A | Yes | BEM | Hydrodynamics | (with | Morison | drag) | 0 | 0 | 0 | 13 | 0 | 0 | 9.3 | 1 | 0 | 0 | 0 | 0 | 7 | 7 | 8 | 7 | 7 | 1c | 0 | 7 | 2.10E+11 | 8.08E+10 | 7850 | 5 | 0.024 | 13 | 13 | 14 | 13 | 13 | 1c | 0 | 0 | 13 | 2.10E+11 | 8.08E+10 | 7850 | 5 | 0.035 | 13 | 2.10E+11 | 8.08E+10 | 1 | 5 | 0.035 | 13 | 0 | 0 | 9.3 | 1 | 0 | 13 | 13 | 14 | 1 | 1 | 1 | 0 | 1 | 3 | 1 | TRUE | 23 | 12.99 | 22.5 | 0 | 1 | 0 | 27 | 28 | 29 | 2 | 2 | 1 | 0 | 1 | 1 | 1 | TRUE | 23 | 12.99 | 22.5 | 0 | 1 | 0 | 27 | 28 | 29 | 2 | 2 | 1 | 0 | 2 | 1 | 1 | TRUE
14 | 14 | 10 | 0 | 0 | 0 |  |  | 7.2 | 8 | 5 | 24 | Floater | No | 0 | 0.0003752 | 0 | 0 | 243900000000 | 243900000000 | 15160000000 | 15160000000 | 0 | 0 | 187700000000 | 0.002322 | 78790000000 | 0.65 | N/A | Yes | BEM | Hydrodynamics | (with | Morison | drag) | 0 | 0 | 0 | 14 | 0 | 0 | 10 | 1 | 0 | 0 | 0 | 0 | [13 empty] | 14 | 14 | 15 | 14 | 14 | 1c | 0 | 0 | 14 | 2.10E+11 | 8.08E+10 | 7850 | 5 | 0.035 | 14 | 2.10E+11 | 8.08E+10 | 1 | 5 | 0.035 | 14 | 0 | 0 | 10 | 1 | 0 | 14 | 14 | 15 | 1 | 1 | 1 | 0 | 1 | 3 | 1 | TRUE | 28 | 12.99 | 22.5 | 9.3 | 1 | 0 | 28 | 29 | 30 | 2 | 2 | 1 | 0 | 1 | 1 | 1 | TRUE | 28 | 12.99 | 22.5 | 9.3 | 1 | 0 | 28 | 29 | 30 | 2 | 2 | 1 | 0 | 2 | 1 | 1 | TRUE
15 | 15 | 11 | 0 | 0 | 0 |  |  | 8.1 | 8 | 5 | 35 | Floater | No | 0 | 0.0005459 | 0 | 0 | 353300000000 | 353300000000 | 22060000000 | 22060000000 | 0 | 0 | 271900000000 | 0.003365 | 114600000000 | 0.65 | N/A | Yes | BEM | Hydrodynamics | (with | Morison | drag) | 0 | 0 | 0 | 15 | 0 | 0 | 11 | 1 | 0 | 0 | 0 | 0 | 8 | 8 | 9 | 8 | 8 | 1c | 0 | 8 | 2.10E+11 | 8.08E+10 | 7850 | 5 | 0.035 | 15 | 16 | 17 | 15 | 15 | 1c | 0 | 0 | 15 | 2.10E+11 | 8.08E+10 | 7850 | 10 | 0.022 | 15 | 2.10E+11 | 8.08E+10 | 1 | 10 | 0.022 | 15 | 0 | 0 | 11 | 1 | 0 | 15 | 16 | 17 | 2 | 2 | 1 | 0 | 1 | 3 | 1 | TRUE | 29 | 12.99 | 22.5 | 10 | 1 | 0 | 29 | 31 | 32 | 2 | 2 | 1 | 0 | 1 | 1 | 1 | TRUE | 29 | 12.99 | 22.5 | 10 | 1 | 0 | 29 | 31 | 32 | 2 | 2 | 1 | 0 | 2 | 1 | 1 | TRUE
1 | 16 | -14 | 12.99 | 22.5 | 0 |  |  | 8.2 | 9 | 5 | 35 | Floater | No | 0 | 0.0005459 | 0 | 0 | 353300000000 | 353300000000 | 22060000000 | 22060000000 | 0 | 0 | 271900000000 | 0.003365 | 114600000000 | 0.65 | N/A | Yes | BEM | Hydrodynamics | (with | Morison | drag) | 0 | 0 | 0 | 16 | 12.99 | 22.5 | -14 | 1 | 0 | 0 | 0 | 0 | [13 empty] | 16 | 17 | 18 | 16 | 16 | 1c | 0 | 0 | 16 | 2.10E+11 | 8.08E+10 | 7850 | 10 | 0.022 | 16 | 2.10E+11 | 8.08E+10 | 1 | 10 | 0.022 | 16 | 12.99 | 22.5 | -14 | 1 | 0 | 16 | 17 | 18 | 2 | 2 | 1 | 0 | 1 | 3 | 1 | TRUE | 30 | 12.99 | 22.5 | 11 | 1 | 0 | 30 | 32 | 36 | 2 | 2 | 1 | 0 | 1 | 1 | 1 | TRUE | 30 | 12.99 | 22.5 | 11 | 1 | 0 | 30 | 32 | 36 | 2 | 2 | 1 | 0 | 2 | 1 | 1 | TRUE
2 | 17 | -12 | 12.99 | 22.5 | 0 |  |  | 9.1 | 9 | 5 | 35 | Floater | No | 0 | 0.0005459 | 0 | 0 | 353300000000 | 353300000000 | 22060000000 | 22060000000 | 0 | 0 | 271900000000 | 0.003365 | 114600000000 | 0.65 | N/A | Yes | BEM | Hydrodynamics | (with | Morison | drag) | 0 | 0 | 0 | 17 | 12.99 | 22.5 | -12 | 1 | 0 | 0 | 0 | 0 | 9 | 9 | 10 | 9 | 9 | 1c | 0 | 9 | 2.10E+11 | 8.08E+10 | 7850 | 5 | 0.035 | 17 | 18 | 19 | 17 | 17 | 1c | 0 | 0 | 17 | 2.10E+11 | 8.08E+10 | 7850 | 10 | 0.022 | 17 | 2.10E+11 | 8.08E+10 | 1 | 10 | 0.022 | 17 | 12.99 | 22.5 | -12 | 1 | 0 | 17 | 18 | 19 | 2 | 2 | 1 | 0 | 1 | 3 | 1 | TRUE | 31 | -25.98 | 0 | -14 | 1 | 0 | 34 | 36 | 38 | 2 | 2 | 1 | 0 | 1 | 1 | 1 | TRUE | 31 | -25.98 | 0 | -14 | 1 | 0 | 34 | 36 | 38 | 2 | 2 | 1 | 0 | 2 | 1 | 1 | TRUE
3 | 18 | -10 | 12.99 | 22.5 | 0 |  | 1 | 9.2 | 10 | 5 | 35 | Floater | No | 0 | 0.0005459 | 0 | 0 | 353300000000 | 353300000000 | 22060000000 | 22060000000 | 0 | 0 | 271900000000 | 0.003365 | 114600000000 | 0.65 | N/A | Yes | BEM | Hydrodynamics | (with | Morison | drag) | 0 | 0 | 0 | 18 | 12.99 | 22.5 | -10 | 1 | 0 | 0 | 0 | 0 | [13 empty] | 18 | 19 | 20 | 18 | 18 | 1c | 0 | 0 | 18 | 2.10E+11 | 8.08E+10 | 7850 | 10 | 0.022 | 18 | 2.10E+11 | 8.08E+10 | 1 | 10 | 0.022 | 18 | 12.99 | 22.5 | -10 | 1 | 0 | 18 | 19 | 20 | 2 | 2 | 1 | 0 | 1 | 3 | 1 | TRUE | 32 | -25.98 | 0 | -12 | 1 | 0 | 36 | 38 | 43 | 2 | 2 | 1 | 0 | 1 | 1 | 1 | TRUE | 32 | -25.98 | 0 | -12 | 1 | 0 | 36 | 38 | 43 | 2 | 2 | 1 | 0 | 2 | 1 | 1 | TRUE
4 | 19 | -7 | 12.99 | 22.5 | 0 |  | 1 | 10.1 | 10 | 5 | 35 | Floater | No | 0 | 0.0005459 | 0 | 0 | 353300000000 | 353300000000 | 22060000000 | 22060000000 | 0 | 0 | 271900000000 | 0.003365 | 114600000000 | 0.65 | N/A | Yes | BEM | Hydrodynamics | (with | Morison | drag) | 0 | 0 | 0 | 19 | 12.99 | 22.5 | -7 | 1 | 0 | 0 | 0 | 0 | 10 | 10 | 11 | 10 | 10 | 1c | 0 | 10 | 2.10E+11 | 8.08E+10 | 7850 | 5 | 0.035 | 19 | 20 | 21 | 19 | 19 | 1c | 0 | 0 | 19 | 2.10E+11 | 8.08E+10 | 7850 | 10 | 0.022 | 19 | 2.10E+11 | 8.08E+10 | 1 | 10 | 0.022 | 19 | 12.99 | 22.5 | -7 | 1 | 0 | 19 | 20 | 21 | 2 | 2 | 1 | 0 | 1 | 3 | 1 | TRUE | 36 | -25.98 | 0 | -3 | 1 | 0 | 41 | 43 | 44 | 2 | 2 | 1 | 0 | 1 | 1 | 1 | TRUE | 36 | -25.98 | 0 | -3 | 1 | 0 | 41 | 43 | 44 | 2 | 2 | 1 | 0 | 2 | 1 | 1 | TRUE
5 | 20 | -6 | 12.99 | 22.5 | 0 |  | 1 | 10.2 | 11 | 5 | 35 | Floater | No | 0 | 0.0005459 | 0 | 0 | 353300000000 | 353300000000 | 22060000000 | 22060000000 | 0 | 0 | 271900000000 | 0.003365 | 114600000000 | 0.65 | N/A | Yes | BEM | Hydrodynamics | (with | Morison | drag) | 0 | 0 | 0 | 20 | 12.99 | 22.5 | -6 | 1 | 0 | 0 | 0 | 0 | [13 empty] | 20 | 21 | 22 | 20 | 20 | 1c | 0 | 0 | 20 | 2.10E+11 | 8.08E+10 | 7850 | 10 | 0.02 | 20 | 2.10E+11 | 8.08E+10 | 1 | 10 | 0.02 | 20 | 12.99 | 22.5 | -6 | 1 | 0 | 20 | 21 | 22 | 2 | 2 | 1 | 0 | 1 | 3 | 1 | TRUE | 38 | -25.98 | 0 | 0 | 1 | 0 | 42 | 44 | 45 | 2 | 2 | 1 | 0 | 1 | 1 | 1 | TRUE | 38 | -25.98 | 0 | 0 | 1 | 0 | 42 | 44 | 45 | 2 | 2 | 1 | 0 | 2 | 1 | 1 | TRUE
6 | 21 | -3 | 12.99 | 22.5 | 0 |  |  | 11.1 | 11 | 5 | 35 | Floater | No | 0 | 0.0005459 | 0 | 0 | 353300000000 | 353300000000 | 22060000000 | 22060000000 | 0 | 0 | 271900000000 | 0.003365 | 114600000000 | 0.65 | N/A | Yes | BEM | Hydrodynamics | (with | Morison | drag) | 0 | 0 | 0 | 21 | 12.99 | 22.5 | -3 | 1 | 0 | 0 | 0 | 0 | 11 | 11 | 12 | 11 | 11 | 1c | 0 | 11 | 2.10E+11 | 8.08E+10 | 7850 | 5 | 0.035 | 21 | 22 | 23 | 21 | 21 | 1c | 0 | 0 | 21 | 2.10E+11 | 8.08E+10 | 7850 | 10 | 0.02 | 21 | 2.10E+11 | 8.08E+10 | 1 | 10 | 0.02 | 21 | 12.99 | 22.5 | -3 | 1 | 0 | 21 | 22 | 23 | 2 | 2 | 1 | 0 | 1 | 3 | 1 | TRUE | 43 | -25.98 | 0 | 9.3 | 1 | 0 | 43 | 46 | 47 | 2 | 2 | 1 | 0 | 1 | 1 | 1 | TRUE | 43 | -25.98 | 0 | 9.3 | 1 | 0 | 43 | 46 | 47 | 2 | 2 | 1 | 0 | 2 | 1 | 1 | TRUE
7 | 22 | -2 | 12.99 | 22.5 | 0 |  | 1 | 11.2 | 12 | 5 | 35 | Floater | No | 0 | 0.0005459 | 0 | 0 | 353300000000 | 353300000000 | 22060000000 | 22060000000 | 0 | 0 | 271900000000 | 0.003365 | 114600000000 | 0.65 | N/A | Yes | BEM | Hydrodynamics | (with | Morison | drag) | 0 | 0 | 0 | 22 | 12.99 | 22.5 | -2 | 1 | 0 | 0 | 0 | 0 | [13 empty] | 22 | 23 | 24 | 22 | 22 | 1c | 0 | 0 | 22 | 2.10E+11 | 8.08E+10 | 7850 | 10 | 0.02 | 22 | 2.10E+11 | 8.08E+10 | 1 | 10 | 0.02 | 22 | 12.99 | 22.5 | -2 | 1 | 0 | 22 | 23 | 24 | 2 | 2 | 1 | 0 | 1 | 3 | 1 | TRUE | 44 | -25.98 | 0 | 10 | 1 | 0 | 44 | 47 | 51 | 2 | 2 | 1 | 0 | 1 | 1 | 1 | TRUE | 44 | -25.98 | 0 | 10 | 1 | 0 | 44 | 47 | 51 | 2 | 2 | 1 | 0 | 2 | 1 | 1 | TRUE
8 | 23 | 0 | 12.99 | 22.5 | 0 |  |  | 12.1 | 12 | 5 | 35 | Floater | No | 0 | 0.0005459 | 0 | 0 | 353300000000 | 353300000000 | 22060000000 | 22060000000 | 0 | 0 | 271900000000 | 0.003365 | 114600000000 | 0.65 | N/A | Yes | BEM | Hydrodynamics | (with | Morison | drag) | 0 | 0 | 0 | 23 | 12.99 | 22.5 | 0 | 1 | 0 | 0 | 0 | 0 | 12 | 12 | 13 | 12 | 12 | 1c | 0 | 12 | 2.10E+11 | 8.08E+10 | 7850 | 5 | 0.035 | 23 | 24 | 25 | 23 | 23 | 1c | 0 | 0 | 23 | 2.10E+11 | 8.08E+10 | 7850 | 10 | 0.02 | 23 | 2.10E+11 | 8.08E+10 | 1 | 10 | 0.02 | 23 | 12.99 | 22.5 | 0 | 1 | 0 | 23 | 24 | 25 | 2 | 2 | 1 | 0 | 1 | 3 | 1 | TRUE | 45 | -25.98 | 0 | 11 | 1 | 0 | 48 | 51 | 53 | 2 | 2 | 1 | 0 | 1 | 1 | 1 | TRUE | 45 | -25.98 | 0 | 11 | 1 | 0 | 48 | 51 | 53 | 2 | 2 | 1 | 0 | 2 | 1 | 1 | TRUE
9 | 24 | 2 | 12.99 | 22.5 | 0 |  | 1 | 12.2 | 13 | 5 | 35 | Floater | No | 0 | 0.0005459 | 0 | 0 | 353300000000 | 353300000000 | 22060000000 | 22060000000 | 0 | 0 | 271900000000 | 0.003365 | 114600000000 | 0.65 | N/A | Yes | BEM | Hydrodynamics | (with | Morison | drag) | 0 | 0 | 0 | 24 | 12.99 | 22.5 | 2 | 1 | 0 | 0 | 0 | 0 | [13 empty] | 24 | 25 | 26 | 24 | 24 | 1c | 0 | 0 | 24 | 2.10E+11 | 8.08E+10 | 7850 | 10 | 0.02 | 24 | 2.10E+11 | 8.08E+10 | 1 | 10 | 0.02 | 24 | 12.99 | 22.5 | 2 | 1 | 0 | 24 | 25 | 26 | 2 | 2 | 1 | 0 | 1 | 3 | 1 | TRUE | 46 | 12.99 | -22.5 | -14 | 1 | 0 | 50 | 53 | 58 | 2 | 2 | 1 | 0 | 1 | 1 | 1 | TRUE | 46 | 12.99 | -22.5 | -14 | 1 | 0 | 50 | 53 | 58 | 2 | 2 | 1 | 0 | 2 | 1 | 1 | TRUE
10 | 25 | 5 | 12.99 | 22.5 | 0 |  | 1 | 13.1 | 13 | 5 | 35 | Floater | No | 0 | 0.0005459 | 0 | 0 | 353300000000 | 353300000000 | 22060000000 | 22060000000 | 0 | 0 | 271900000000 | 0.003365 | 114600000000 | 0.65 | N/A | Yes | BEM | Hydrodynamics | (with | Morison | drag) | 0 | 0 | 0 | 25 | 12.99 | 22.5 | 5 | 1 | 0 | 0 | 0 | 0 | 13 | 13 | 14 | 13 | 13 | 1c | 0 | 13 | 2.10E+11 | 8.08E+10 | 7850 | 5 | 0.035 | 25 | 26 | 27 | 25 | 25 | 1c | 0 | 0 | 25 | 2.10E+11 | 8.08E+10 | 7850 | 10 | 0.02 | 25 | 2.10E+11 | 8.08E+10 | 1 | 10 | 0.02 | 25 | 12.99 | 22.5 | 5 | 1 | 0 | 25 | 26 | 27 | 2 | 2 | 1 | 0 | 1 | 3 | 1 | TRUE | 47 | 12.99 | -22.5 | -12 | 1 | 0 | 55 | 58 | 59 | 2 | 2 | 1 | 0 | 1 | 1 | 1 | TRUE | 47 | 12.99 | -22.5 | -12 | 1 | 0 | 55 | 58 | 59 | 2 | 2 | 1 | 0 | 2 | 1 | 1 | TRUE
11 | 26 | 6 | 12.99 | 22.5 | 0 |  | 1 | 13.2 | 14 | 5 | 35 | Floater | No | 0 | 0.0005459 | 0 | 0 | 353300000000 | 353300000000 | 22060000000 | 22060000000 | 0 | 0 | 271900000000 | 0.003365 | 114600000000 | 0.65 | N/A | Yes | BEM | Hydrodynamics | (with | Morison | drag) | 0 | 0 | 0 | 26 | 12.99 | 22.5 | 6 | 1 | 0 | 0 | 0 | 0 | [13 empty] | 26 | 27 | 28 | 26 | 26 | 1c | 0 | 0 | 26 | 2.10E+11 | 8.08E+10 | 7850 | 10 | 0.02 | 26 | 2.10E+11 | 8.08E+10 | 1 | 10 | 0.02 | 26 | 12.99 | 22.5 | 6 | 1 | 0 | 26 | 27 | 28 | 2 | 2 | 1 | 0 | 1 | 3 | 1 | TRUE | 51 | 12.99 | -22.5 | -3 | 1 | 0 | 56 | 59 | 60 | 2 | 2 | 1 | 0 | 1 | 1 | 1 | TRUE | 51 | 12.99 | -22.5 | -3 | 1 | 0 | 56 | 59 | 60 | 2 | 2 | 1 | 0 | 2 | 1 | 1 | TRUE
12 | 27 | 8 | 12.99 | 22.5 | 0 |  | 1 | 14.1 | 14 | 5 | 35 | Floater | No | 0 | 0.0005459 | 0 | 0 | 353300000000 | 353300000000 | 22060000000 | 22060000000 | 0 | 0 | 271900000000 | 0.003365 | 114600000000 | 0.65 | N/A | Yes | BEM | Hydrodynamics | (with | Morison | drag) | 0 | 0 | 0 | 27 | 12.99 | 22.5 | 8 | 1 | 0 | 0 | 0 | 0 | 14 | 14 | 15 | 14 | 14 | 1c | 0 | 14 | 2.10E+11 | 8.08E+10 | 7850 | 5 | 0.035 | 27 | 28 | 29 | 27 | 27 | 1c | 0 | 0 | 27 | 2.10E+11 | 8.08E+10 | 7850 | 10 | 0.02 | 27 | 2.10E+11 | 8.08E+10 | 1 | 10 | 0.02 | 27 | 12.99 | 22.5 | 8 | 1 | 0 | 27 | 28 | 29 | 2 | 2 | 1 | 0 | 1 | 3 | 1 | TRUE | 53 | 12.99 | -22.5 | 0 | 1 | 0 | 57 | 61 | 62 | 3 | 3 | 1 | 0 | 1 | 1 | 1 | TRUE | 53 | 12.99 | -22.5 | 0 | 1 | 0 | 57 | 61 | 62 | 3 | 3 | 1 | 0 | 2 | 1 | 1 | TRUE
13 | 28 | 9.3 | 12.99 | 22.5 | 0 |  |  | 14.2 | 15 | 5 | 35 | Floater | No | 0 | 0.0005459 | 0 | 0 | 353300000000 | 353300000000 | 22060000000 | 22060000000 | 0 | 0 | 271900000000 | 0.003365 | 114600000000 | 0.65 | N/A | Yes | BEM | Hydrodynamics | (with | Morison | drag) | 0 | 0 | 0 | 28 | 12.99 | 22.5 | 9.3 | 1 | 0 | 0 | 0 | 0 | [13 empty] | 28 | 29 | 30 | 28 | 28 | 1c | 0 | 0 | 28 | 2.10E+11 | 8.08E+10 | 7850 | 10 | 0.02 | 28 | 2.10E+11 | 8.08E+10 | 1 | 10 | 0.02 | 28 | 12.99 | 22.5 | 9.3 | 1 | 0 | 28 | 29 | 30 | 2 | 2 | 1 | 0 | 1 | 3 | 1 | TRUE | 58 | 12.99 | -22.5 | 9.3 | 1 | 0 | 58 | 62 | 63 | 3 | 3 | 1 | 0 | 1 | 1 | 1 | TRUE | 58 | 12.99 | -22.5 | 9.3 | 1 | 0 | 58 | 62 | 63 | 3 | 3 | 1 | 0 | 2 | 1 | 1 | TRUE
14 | 29 | 10 | 12.99 | 22.5 | 0 |  |  | 15.1 | 16 | 10 | 22 | Floater | No | 0 | 0.0006896 | 0 | 0 | 1802000000000 | 1802000000000 | 27860000000 | 27860000000 | 0 | 0 | 1387000000000 | 0.017165 | 144800000000 | 0.65 | N/A | Yes | BEM | Hydrodynamics | (with | Morison | drag) | 0 | 0 | 0 | 29 | 12.99 | 22.5 | 10 | 1 | 0 | 0 | 0 | 0 | 15 | 16 | 17 | 15 | 15 | 1c | 0 | 15 | 2.10E+11 | 8.08E+10 | 7850 | 10 | 0.022 | 29 | 31 | 32 | 29 | 29 | 1c | 0 | 0 | 29 | 2.10E+11 | 8.08E+10 | 7850 | 10 | 0.022 | 29 | 2.10E+11 | 8.08E+10 | 1 | 10 | 0.022 | 29 | 12.99 | 22.5 | 10 | 1 | 0 | 29 | 31 | 32 | 2 | 2 | 1 | 0 | 1 | 3 | 1 | TRUE | 59 | 12.99 | -22.5 | 10 | 1 | 0 | 59 | 63 | 67 | 3 | 3 | 1 | 0 | 1 | 1 | 1 | TRUE | 59 | 12.99 | -22.5 | 10 | 1 | 0 | 59 | 63 | 67 | 3 | 3 | 1 | 0 | 2 | 1 | 1 | TRUE
15 | 30 | 11 | 12.99 | 22.5 | 0 |  |  | 15.2 | 17 | 10 | 22 | Floater | No | 0 | 0.0006896 | 0 | 0 | 1802000000000 | 1802000000000 | 27860000000 | 27860000000 | 0 | 0 | 1387000000000 | 0.017165 | 144800000000 | 0.65 | N/A | Yes | BEM | Hydrodynamics | (with | Morison | drag) | 0 | 0 | 0 | 30 | 12.99 | 22.5 | 11 | 1 | 0 | 0 | 0 | 0 | [13 empty] | 30 | 32 | 33 | 30 | 30 | 1c | 0 | 0 | 30 | 2.10E+11 | 8.08E+10 | 7850 | 10 | 0.022 | 30 | 2.10E+11 | 8.08E+10 | 1 | 10 | 0.022 | 30 | 12.99 | 22.5 | 11 | 1 | 0 | 30 | 32 | 33 | 2 | 2 | 1 | 0 | 1 | 3 | 1 | TRUE | 60 | 12.99 | -22.5 | 11 | 1 | 0 | 63 | 67 | 71 | 3 | 3 | 1 | 0 | 2 | 1 | 1 | TRUE | 60 | 12.99 | -22.5 | 11 | 1 | 0 | 63 | 67 | 71 | 3 | 3 | 1 | 0 | 10 | 1 | 1 | TRUE
1 | 31 | -14 | -25.98 | 0 | 0 |  |  | 16.1 | 17 | 10 | 22 | Floater | No | 0 | 0.0006896 | 0 | 0 | 1802000000000 | 1802000000000 | 27860000000 | 27860000000 | 0 | 0 | 1387000000000 | 0.017165 | 144800000000 | 0.65 | N/A | Yes | BEM | Hydrodynamics | (with | Morison | drag) | 0 | 0 | 0 | 31 | -25.98 | 0 | -14 | 1 | 0 | 0 | 0 | 0 | 16 | 17 | 18 | 16 | 16 | 1c | 0 | 16 | 2.10E+11 | 8.08E+10 | 7850 | 10 | 0.022 | 31 | 33 | 34 | 31 | 31 | 1c | 0 | 0 | 31 | 2.10E+11 | 8.08E+10 | 7850 | 10 | 0.022 | 31 | 2.10E+11 | 8.08E+10 | 1 | 10 | 0.022 | 31 | -25.98 | 0 | -14 | 1 | 0 | 31 | 33 | 34 | 2 | 2 | 1 | 0 | 1 | 3 | 1 | TRUE | 61 | 8.66 | 20 | 9.3 | 1 | 0 | 67 | 71 | 72 | 3 | 3 | 1 | 0 | 2 | 1 | 1 | TRUE | 61 | 8.66 | 20 | 9.3 | 1 | 0 | 67 | 71 | 72 | 3 | 3 | 1 | 0 | 10 | 1 | 1 | TRUE
2 | 32 | -12 | -25.98 | 0 | 0 |  |  | 16.2 | 18 | 10 | 22 | Floater | No | 0 | 0.0006896 | 0 | 0 | 1802000000000 | 1802000000000 | 27860000000 | 27860000000 | 0 | 0 | 1387000000000 | 0.017165 | 144800000000 | 0.65 | N/A | Yes | BEM | Hydrodynamics | (with | Morison | drag) | 0 | 0 | 0 | 32 | -25.98 | 0 | -12 | 1 | 0 | 0 | 0 | 0 | [13 empty] | 32 | 34 | 35 | 32 | 32 | 1c | 0 | 0 | 32 | 2.10E+11 | 8.08E+10 | 7850 | 10 | 0.022 | 32 | 2.10E+11 | 8.08E+10 | 1 | 10 | 0.022 | 32 | -25.98 | 0 | -12 | 1 | 0 | 32 | 34 | 35 | 2 | 2 | 1 | 0 | 1 | 3 | 1 | TRUE | 62 | 7.708 | 19.45 | 9.3 | 1 | 0 | 68 | 72 | 73 | 3 | 3 | 1 | 0 | 2 | 1 | 1 | TRUE | 62 | 7.708 | 19.45 | 9.3 | 1 | 0 | 68 | 72 | 73 | 3 | 3 | 1 | 0 | 10 | 1 | 1 | TRUE
3 | 33 | -10 | -25.98 | 0 | 0 |  | 1 | 17.1 | 18 | 10 | 22 | Floater | No | 0 | 0.0006896 | 0 | 0 | 1802000000000 | 1802000000000 | 27860000000 | 27860000000 | 0 | 0 | 1387000000000 | 0.017165 | 144800000000 | 0.65 | N/A | Yes | BEM | Hydrodynamics | (with | Morison | drag) | 0 | 0 | 0 | 33 | -25.98 | 0 | -10 | 1 | 0 | 0 | 0 | 0 | 17 | 18 | 19 | 17 | 17 | 1c | 0 | 17 | 2.10E+11 | 8.08E+10 | 7850 | 10 | 0.022 | 33 | 35 | 36 | 33 | 33 | 1c | 0 | 0 | 33 | 2.10E+11 | 8.08E+10 | 7850 | 10 | 0.022 | 33 | 2.10E+11 | 8.08E+10 | 1 | 10 | 0.022 | 33 | -25.98 | 0 | -10 | 1 | 0 | 33 | 35 | 36 | 2 | 2 | 1 | 0 | 1 | 3 | 1 | TRUE | 63 | 7.104 | 19.1015 | 9.3 | 1 | 0 | 69 | 74 | 75 | 3 | 3 | 1 | 0 | 2 | 1 | 1 | TRUE | 63 | 7.104 | 19.1015 | 9.3 | 1 | 0 | 69 | 74 | 75 | 3 | 3 | 1 | 0 | 10 | 1 | 1 | TRUE
4 | 34 | -7 | -25.98 | 0 | 0 |  | 1 | 17.2 | 19 | 10 | 22 | Floater | No | 0 | 0.0006896 | 0 | 0 | 1802000000000 | 1802000000000 | 27860000000 | 27860000000 | 0 | 0 | 1387000000000 | 0.017165 | 144800000000 | 0.65 | N/A | Yes | BEM | Hydrodynamics | (with | Morison | drag) | 0 | 0 | 0 | 34 | -25.98 | 0 | -7 | 1 | 0 | 0 | 0 | 0 | [13 empty] | 34 | 36 | 37 | 34 | 34 | 1c | 0 | 0 | 34 | 2.10E+11 | 8.08E+10 | 7850 | 10 | 0.02 | 34 | 2.10E+11 | 8.08E+10 | 1 | 10 | 0.02 | 34 | -25.98 | 0 | -7 | 1 | 0 | 34 | 36 | 37 | 2 | 2 | 1 | 0 | 1 | 3 | 1 | TRUE | 67 | -6.495 | 11.25 | 9.3 | 1 | 0 | 70 | 75 | 76 | 3 | 3 | 1 | 0 | 2 | 1 | 1 | TRUE | 67 | -6.495 | 11.25 | 9.3 | 1 | 0 | 70 | 75 | 76 | 3 | 3 | 1 | 0 | 10 | 1 | 1 | TRUE
5 | 35 | -6 | -25.98 | 0 | 0 |  | 1 | 18.1 | 19 | 10 | 22 | Floater | No | 0 | 0.0006896 | 0 | 0 | 1802000000000 | 1802000000000 | 27860000000 | 27860000000 | 0 | 0 | 1387000000000 | 0.017165 | 144800000000 | 0.65 | N/A | Yes | BEM | Hydrodynamics | (with | Morison | drag) | 0 | 0 | 0 | 35 | -25.98 | 0 | -6 | 1 | 0 | 0 | 0 | 0 | 18 | 19 | 20 | 18 | 18 | 1c | 0 | 18 | 2.10E+11 | 8.08E+10 | 7850 | 10 | 0.022 | 35 | 37 | 38 | 35 | 35 | 1c | 0 | 0 | 35 | 2.10E+11 | 8.08E+10 | 7850 | 10 | 0.02 | 35 | 2.10E+11 | 8.08E+10 | 1 | 10 | 0.02 | 35 | -25.98 | 0 | -6 | 1 | 0 | 35 | 37 | 38 | 2 | 2 | 1 | 0 | 1 | 3 | 1 | TRUE | 71 | -20.0943 | 3.3985 | 9.3 | 1 | 0 | 71 | 76 | 80 | 3 | 3 | 1 | 0 | 2 | 1 | 1 | TRUE | 71 | -20.0943 | 3.3985 | 9.3 | 1 | 0 | 71 | 76 | 80 | 3 | 3 | 1 | 0 | 10 | 1 | 1 | TRUE
6 | 36 | -3 | -25.98 | 0 | 0 |  |  | 18.2 | 20 | 10 | 22 | Floater | No | 0 | 0.0006896 | 0 | 0 | 1802000000000 | 1802000000000 | 27860000000 | 27860000000 | 0 | 0 | 1387000000000 | 0.017165 | 144800000000 | 0.65 | N/A | Yes | BEM | Hydrodynamics | (with | Morison | drag) | 0 | 0 | 0 | 36 | -25.98 | 0 | -3 | 1 | 0 | 0 | 0 | 0 | [13 empty] | 36 | 38 | 39 | 36 | 36 | 1c | 0 | 0 | 36 | 2.10E+11 | 8.08E+10 | 7850 | 10 | 0.02 | 36 | 2.10E+11 | 8.08E+10 | 1 | 10 | 0.02 | 36 | -25.98 | 0 | -3 | 1 | 0 | 36 | 38 | 39 | 2 | 2 | 1 | 0 | 1 | 3 | 1 | TRUE | 72 | -20.698 | 3.05 | 9.3 | 1 | 0 | 75 | 80 | 84 | 3 | 3 | 1 | 0 | 2 | 1 | 1 | TRUE | 72 | -20.698 | 3.05 | 9.3 | 1 | 0 | 75 | 80 | 84 | 3 | 3 | 1 | 0 | 10 | 1 | 1 | TRUE
7 | 37 | -2 | -25.98 | 0 | 0 |  | 1 | 19.1 | 20 | 10 | 22 | Floater | No | 0 | 0.0006896 | 0 | 0 | 1802000000000 | 1802000000000 | 27860000000 | 27860000000 | 0 | 0 | 1387000000000 | 0.017165 | 144800000000 | 0.65 | N/A | Yes | BEM | Hydrodynamics | (with | Morison | drag) | 0 | 0 | 0 | 37 | -25.98 | 0 | -2 | 1 | 0 | 0 | 0 | 0 | 19 | 20 | 21 | 19 | 19 | 1c | 0 | 19 | 2.10E+11 | 8.08E+10 | 7850 | 10 | 0.022 | 37 | 39 | 40 | 37 | 37 | 1c | 0 | 0 | 37 | 2.10E+11 | 8.08E+10 | 7850 | 10 | 0.02 | 37 | 2.10E+11 | 8.08E+10 | 1 | 10 | 0.02 | 37 | -25.98 | 0 | -2 | 1 | 0 | 37 | 39 | 40 | 2 | 2 | 1 | 0 | 1 | 3 | 1 | TRUE | 73 | -21.651 | 2.5 | 9.3 | 1 | 0 | 79 | 84 | 85 | 3 | 3 | 1 | 0 | 2 | 1 | 1 | TRUE | 73 | -21.651 | 2.5 | 9.3 | 1 | 0 | 79 | 84 | 85 | 3 | 3 | 1 | 0 | 10 | 1 | 1 | TRUE
8 | 38 | 0 | -25.98 | 0 | 0 |  |  | 19.2 | 21 | 10 | 22 | Floater | No | 0 | 0.0006896 | 0 | 0 | 1802000000000 | 1802000000000 | 27860000000 | 27860000000 | 0 | 0 | 1387000000000 | 0.017165 | 144800000000 | 0.65 | N/A | Yes | BEM | Hydrodynamics | (with | Morison | drag) | 0 | 0 | 0 | 38 | -25.98 | 0 | 0 | 1 | 0 | 0 | 0 | 0 | [13 empty] | 38 | 40 | 41 | 38 | 38 | 1c | 0 | 0 | 38 | 2.10E+11 | 8.08E+10 | 7850 | 10 | 0.02 | 38 | 2.10E+11 | 8.08E+10 | 1 | 10 | 0.02 | 38 | -25.98 | 0 | 0 | 1 | 0 | 38 | 40 | 41 | 2 | 2 | 1 | 0 | 1 | 3 | 1 | TRUE | 74 | -21.651 | -2.5 | 9.3 | 1 | 0 | 80 | 85 | 86 | 3 | 3 | 1 | 0 | 2 | 1 | 1 | TRUE | 74 | -21.651 | -2.5 | 9.3 | 1 | 0 | 80 | 85 | 86 | 3 | 3 | 1 | 0 | 10 | 1 | 1 | TRUE
9 | 39 | 2 | -25.98 | 0 | 0 |  | 1 | 20.1 | 21 | 10 | 20 | Floater | No | 0 | 0.0006271 | 0 | 0 | 1639000000000 | 1639000000000 | 25330000000 | 25330000000 | 0 | 0 | 1262000000000 | 0.015614 | 131700000000 | 0.65 | N/A | Yes | BEM | Hydrodynamics | (with | Morison | drag) | 0 | 0 | 0 | 39 | -25.98 | 0 | 2 | 1 | 0 | 0 | 0 | 0 | 20 | 21 | 22 | 20 | 20 | 1c | 0 | 20 | 2.10E+11 | 8.08E+10 | 7850 | 10 | 0.02 | 39 | 41 | 42 | 39 | 39 | 1c | 0 | 0 | 39 | 2.10E+11 | 8.08E+10 | 7850 | 10 | 0.02 | 39 | 2.10E+11 | 8.08E+10 | 1 | 10 | 0.02 | 39 | -25.98 | 0 | 2 | 1 | 0 | 39 | 41 | 42 | 2 | 2 | 1 | 0 | 1 | 3 | 1 | TRUE | 75 | -20.698 | -3.05 | 9.3 | 1 | 0 | 81 | 87 | 88 | 3 | 3 | 1 | 0 | 2 | 1 | 1 | TRUE | 75 | -20.698 | -3.05 | 9.3 | 1 | 0 | 81 | 87 | 88 | 3 | 3 | 1 | 0 | 10 | 1 | 1 | TRUE
10 | 40 | 5 | -25.98 | 0 | 0 |  | 1 | 20.2 | 22 | 10 | 20 | Floater | No | 0 | 0.0006271 | 0 | 0 | 1639000000000 | 1639000000000 | 25330000000 | 25330000000 | 0 | 0 | 1262000000000 | 0.015614 | 131700000000 | 0.65 | N/A | Yes | BEM | Hydrodynamics | (with | Morison | drag) | 0 | 0 | 0 | 40 | -25.98 | 0 | 5 | 1 | 0 | 0 | 0 | 0 | [13 empty] | 40 | 42 | 43 | 40 | 40 | 1c | 0 | 0 | 40 | 2.10E+11 | 8.08E+10 | 7850 | 10 | 0.02 | 40 | 2.10E+11 | 8.08E+10 | 1 | 10 | 0.02 | 40 | -25.98 | 0 | 5 | 1 | 0 | 40 | 42 | 43 | 2 | 2 | 1 | 0 | 1 | 3 | 1 | TRUE | 76 | -20.0943 | -3.3985 | 9.3 | 1 | 0 | 82 | 88 | 89 | 3 | 3 | 1 | 0 | 2 | 1 | 1 | TRUE | 76 | -20.0943 | -3.3985 | 9.3 | 1 | 0 | 82 | 88 | 89 | 3 | 3 | 1 | 0 | 10 | 1 | 1 | TRUE
11 | 41 | 6 | -25.98 | 0 | 0 |  | 1 | 21.1 | 22 | 10 | 20 | Floater | No | 0 | 0.0006271 | 0 | 0 | 1639000000000 | 1639000000000 | 25330000000 | 25330000000 | 0 | 0 | 1262000000000 | 0.015614 | 131700000000 | 0.65 | N/A | Yes | BEM | Hydrodynamics | (with | Morison | drag) | 0 | 0 | 0 | 41 | -25.98 | 0 | 6 | 1 | 0 | 0 | 0 | 0 | 21 | 22 | 23 | 21 | 21 | 1c | 0 | 21 | 2.10E+11 | 8.08E+10 | 7850 | 10 | 0.02 | 41 | 43 | 44 | 41 | 41 | 1c | 0 | 0 | 41 | 2.10E+11 | 8.08E+10 | 7850 | 10 | 0.02 | 41 | 2.10E+11 | 8.08E+10 | 1 | 10 | 0.02 | 41 | -25.98 | 0 | 6 | 1 | 0 | 41 | 43 | 44 | 2 | 2 | 1 | 0 | 1 | 3 | 1 | TRUE | 80 | -6.495 | -11.25 | 9.3 | 1 | 0 | 83 | 89 | 93 | 3 | 3 | 1 | 0 | 2 | 1 | 1 | TRUE | 80 | -6.495 | -11.25 | 9.3 | 1 | 0 | 83 | 89 | 93 | 3 | 3 | 1 | 0 | 10 | 1 | 1 | TRUE
12 | 42 | 8 | -25.98 | 0 | 0 |  | 1 | 21.2 | 23 | 10 | 20 | Floater | No | 0 | 0.0006271 | 0 | 0 | 1639000000000 | 1639000000000 | 25330000000 | 25330000000 | 0 | 0 | 1262000000000 | 0.015614 | 131700000000 | 0.65 | N/A | Yes | BEM | Hydrodynamics | (with | Morison | drag) | 0 | 0 | 0 | 42 | -25.98 | 0 | 8 | 1 | 0 | 0 | 0 | 0 | [13 empty] | 42 | 44 | 45 | 42 | 42 | 1c | 0 | 0 | 42 | 2.10E+11 | 8.08E+10 | 7850 | 10 | 0.02 | 42 | 2.10E+11 | 8.08E+10 | 1 | 10 | 0.02 | 42 | -25.98 | 0 | 8 | 1 | 0 | 42 | 44 | 45 | 2 | 2 | 1 | 0 | 1 | 3 | 1 | TRUE | 84 | 7.104 | -19.1015 | 9.3 | 1 | 0 | 87 | 93 | 97 | 3 | 3 | 1 | 0 | 2 | 1 | 1 | TRUE | 84 | 7.104 | -19.1015 | 9.3 | 1 | 0 | 87 | 93 | 97 | 3 | 3 | 1 | 0 | 10 | 1 | 1 | TRUE
13 | 43 | 9.3 | -25.98 | 0 | 0 |  |  | 22.1 | 23 | 10 | 20 | Floater | No | 0 | 0.0006271 | 0 | 0 | 1639000000000 | 1639000000000 | 25330000000 | 25330000000 | 0 | 0 | 1262000000000 | 0.015614 | 131700000000 | 0.65 | N/A | Yes | BEM | Hydrodynamics | (with | Morison | drag) | 0 | 0 | 0 | 43 | -25.98 | 0 | 9.3 | 1 | 0 | 0 | 0 | 0 | 22 | 23 | 24 | 22 | 22 | 1c | 0 | 22 | 2.10E+11 | 8.08E+10 | 7850 | 10 | 0.02 | 43 | 46 | 47 | 43 | 43 | 1c | 0 | 0 | 43 | 2.10E+11 | 8.08E+10 | 7850 | 10 | 0.022 | 43 | 2.10E+11 | 8.08E+10 | 1 | 10 | 0.022 | 43 | -25.98 | 0 | 9.3 | 1 | 0 | 43 | 46 | 47 | 2 | 2 | 1 | 0 | 1 | 3 | 1 | TRUE | 85 | 7.708 | -19.45 | 9.3 | 1 | 0 | 91 | 97 | 98 | 3 | 3 | 1 | 0 | 2 | 1 | 1 | TRUE | 85 | 7.708 | -19.45 | 9.3 | 1 | 0 | 91 | 97 | 98 | 3 | 3 | 1 | 0 | 10 | 1 | 1 | TRUE
14 | 44 | 10 | -25.98 | 0 | 0 |  |  | 22.2 | 24 | 10 | 20 | Floater | No | 0 | 0.0006271 | 0 | 0 | 1639000000000 | 1639000000000 | 25330000000 | 25330000000 | 0 | 0 | 1262000000000 | 0.015614 | 131700000000 | 0.65 | N/A | Yes | BEM | Hydrodynamics | (with | Morison | drag) | 0 | 0 | 0 | 44 | -25.98 | 0 | 10 | 1 | 0 | 0 | 0 | 0 | [13 empty] | 44 | 47 | 48 | 44 | 44 | 1c | 0 | 0 | 44 | 2.10E+11 | 8.08E+10 | 7850 | 10 | 0.022 | 44 | 2.10E+11 | 8.08E+10 | 1 | 10 | 0.022 | 44 | -25.98 | 0 | 10 | 1 | 0 | 44 | 47 | 48 | 2 | 2 | 1 | 0 | 1 | 3 | 1 | TRUE | 86 | 8.66 | -20 | 9.3 | 1 | 0 | 92 | 98 | 99 | 3 | 3 | 1 | 0 | 2 | 1 | 1 | TRUE | 86 | 8.66 | -20 | 9.3 | 1 | 0 | 92 | 98 | 99 | 3 | 3 | 1 | 0 | 10 | 1 | 1 | TRUE
15 | 45 | 11 | -25.98 | 0 | 0 |  |  | 23.1 | 24 | 10 | 20 | Floater | No | 0 | 0.0006271 | 0 | 0 | 1639000000000 | 1639000000000 | 25330000000 | 25330000000 | 0 | 0 | 1262000000000 | 0.015614 | 131700000000 | 0.65 | N/A | Yes | BEM | Hydrodynamics | (with | Morison | drag) | 0 | 0 | 0 | 45 | -25.98 | 0 | 11 | 1 | 0 | 0 | 0 | 0 | 23 | 24 | 25 | 23 | 23 | 1c | 0 | 23 | 2.10E+11 | 8.08E+10 | 7850 | 10 | 0.02 | 45 | 48 | 49 | 45 | 45 | 1c | 0 | 0 | 45 | 2.10E+11 | 8.08E+10 | 7850 | 10 | 0.022 | 45 | 2.10E+11 | 8.08E+10 | 1 | 10 | 0.022 | 45 | -25.98 | 0 | 11 | 1 | 0 | 45 | 48 | 49 | 2 | 2 | 1 | 0 | 1 | 3 | 1 | TRUE | 87 | 12.99 | -17.5 | 9.3 | 1 | 0 | 93 | 100 | 101 | 3 | 3 | 1 | 0 | 2 | 1 | 1 | TRUE | 87 | 12.99 | -17.5 | 9.3 | 1 | 0 | 93 | 100 | 101 | 3 | 3 | 1 | 0 | 10 | 1 | 1 | TRUE
1 | 46 | -14 | 12.99 | -22.5 | 0 |  |  | 23.2 | 25 | 10 | 20 | Floater | No | 0 | 0.0006271 | 0 | 0 | 1639000000000 | 1639000000000 | 25330000000 | 25330000000 | 0 | 0 | 1262000000000 | 0.015614 | 131700000000 | 0.65 | N/A | Yes | BEM | Hydrodynamics | (with | Morison | drag) | 0 | 0 | 0 | 46 | 12.99 | -22.5 | -14 | 1 | 0 | 0 | 0 | 0 | [13 empty] | 46 | 49 | 50 | 46 | 46 | 1c | 0 | 0 | 46 | 2.10E+11 | 8.08E+10 | 7850 | 10 | 0.022 | 46 | 2.10E+11 | 8.08E+10 | 1 | 10 | 0.022 | 46 | 12.99 | -22.5 | -14 | 1 | 0 | 46 | 49 | 50 | 2 | 2 | 1 | 0 | 1 | 3 | 1 | TRUE | 88 | 12.99 | -16.4 | 9.3 | 1 | 0 | 94 | 101 | 105 | 3 | 3 | 1 | 0 | 2 | 1 | 1 | TRUE | 88 | 12.99 | -16.4 | 9.3 | 1 | 0 | 94 | 101 | 105 | 3 | 3 | 1 | 0 | 10 | 1 | 1 | TRUE
2 | 47 | -12 | 12.99 | -22.5 | 0 |  |  | 24.1 | 25 | 10 | 20 | Floater | No | 0 | 0.0006271 | 0 | 0 | 1639000000000 | 1639000000000 | 25330000000 | 25330000000 | 0 | 0 | 1262000000000 | 0.015614 | 131700000000 | 0.65 | N/A | Yes | BEM | Hydrodynamics | (with | Morison | drag) | 0 | 0 | 0 | 47 | 12.99 | -22.5 | -12 | 1 | 0 | 0 | 0 | 0 | 24 | 25 | 26 | 24 | 24 | 1c | 0 | 24 | 2.10E+11 | 8.08E+10 | 7850 | 10 | 0.02 | 47 | 50 | 51 | 47 | 47 | 1c | 0 | 0 | 47 | 2.10E+11 | 8.08E+10 | 7850 | 10 | 0.022 | 47 | 2.10E+11 | 8.08E+10 | 1 | 10 | 0.022 | 47 | 12.99 | -22.5 | -12 | 1 | 0 | 47 | 50 | 51 | 2 | 2 | 1 | 0 | 1 | 3 | 1 | TRUE | 89 | 12.99 | -15.7028 | 9.3 | 1 | 0 | 98 | 105 | 106 | 3 | 3 | 1 | 0 | 2 | 1 | 1 | TRUE | 89 | 12.99 | -15.7028 | 9.3 | 1 | 0 | 98 | 105 | 106 | 3 | 3 | 1 | 0 | 10 | 1 | 1 | TRUE
3 | 48 | -10 | 12.99 | -22.5 | 0 |  | 1 | 24.2 | 26 | 10 | 20 | Floater | No | 0 | 0.0006271 | 0 | 0 | 1639000000000 | 1639000000000 | 25330000000 | 25330000000 | 0 | 0 | 1262000000000 | 0.015614 | 131700000000 | 0.65 | N/A | Yes | BEM | Hydrodynamics | (with | Morison | drag) | 0 | 0 | 0 | 48 | 12.99 | -22.5 | -10 | 1 | 0 | 0 | 0 | 0 | [13 empty] | 48 | 51 | 52 | 48 | 48 | 1c | 0 | 0 | 48 | 2.10E+11 | 8.08E+10 | 7850 | 10 | 0.02 | 48 | 2.10E+11 | 8.08E+10 | 1 | 10 | 0.02 | 48 | 12.99 | -22.5 | -10 | 1 | 0 | 48 | 51 | 52 | 2 | 2 | 1 | 0 | 1 | 3 | 1 | TRUE | 93 | 12.99 | 0 | 9.3 | 1 | 0 | 99 | 107 | 108 | 3 | 3 | 1 | 0 | 2 | 1 | 1 | TRUE | 93 | 12.99 | 0 | 9.3 | 1 | 0 | 99 | 107 | 108 | 3 | 3 | 1 | 0 | 10 | 1 | 1 | TRUE
4 | 49 | -8 | 12.99 | -22.5 | 0 |  | 1 | 25.1 | 26 | 10 | 20 | Floater | No | 0 | 0.0006271 | 0 | 0 | 1639000000000 | 1639000000000 | 25330000000 | 25330000000 | 0 | 0 | 1262000000000 | 0.015614 | 131700000000 | 0.65 | N/A | Yes | BEM | Hydrodynamics | (with | Morison | drag) | 0 | 0 | 0 | 49 | 12.99 | -22.5 | -8 | 1 | 0 | 0 | 0 | 0 | 25 | 26 | 27 | 25 | 25 | 1c | 0 | 25 | 2.10E+11 | 8.08E+10 | 7850 | 10 | 0.02 | 49 | 52 | 53 | 49 | 49 | 1c | 0 | 0 | 49 | 2.10E+11 | 8.08E+10 | 7850 | 10 | 0.02 | 49 | 2.10E+11 | 8.08E+10 | 1 | 10 | 0.02 | 49 | 12.99 | -22.5 | -8 | 1 | 0 | 49 | 52 | 53 | 2 | 2 | 1 | 0 | 1 | 3 | 1 | TRUE | 97 | 12.99 | 15.7028 | 9.3 | 1 | 0 | 100 | 108 | 112 | 3 | 3 | 1 | 0 | 2 | 1 | 1 | TRUE | 97 | 12.99 | 15.7028 | 9.3 | 1 | 0 | 100 | 108 | 112 | 3 | 3 | 1 | 0 | 10 | 1 | 1 | TRUE
5 | 50 | -6 | 12.99 | -22.5 | 0 |  | 1 | 25.2 | 27 | 10 | 20 | Floater | No | 0 | 0.0006271 | 0 | 0 | 1639000000000 | 1639000000000 | 25330000000 | 25330000000 | 0 | 0 | 1262000000000 | 0.015614 | 131700000000 | 0.65 | N/A | Yes | BEM | Hydrodynamics | (with | Morison | drag) | 0 | 0 | 0 | 50 | 12.99 | -22.5 | -6 | 1 | 0 | 0 | 0 | 0 | [13 empty] | 50 | 53 | 54 | 50 | 50 | 1c | 0 | 0 | 50 | 2.10E+11 | 8.08E+10 | 7850 | 10 | 0.02 | 50 | 2.10E+11 | 8.08E+10 | 1 | 10 | 0.02 | 50 | 12.99 | -22.5 | -6 | 1 | 0 | 50 | 53 | 54 | 2 | 2 | 1 | 0 | 1 | 3 | 1 | TRUE | 98 | 12.99 | 16.4 | 9.3 | 1 | 0 | 104 | 112 | 113 | 3 | 3 | 1 | 0 | 2 | 1 | 1 | TRUE | 98 | 12.99 | 16.4 | 9.3 | 1 | 0 | 104 | 112 | 113 | 3 | 3 | 1 | 0 | 10 | 1 | 1 | TRUE
6 | 51 | -3 | 12.99 | -22.5 | 0 |  |  | 26.1 | 27 | 10 | 20 | Floater | No | 0 | 0.0006271 | 0 | 0 | 1639000000000 | 1639000000000 | 25330000000 | 25330000000 | 0 | 0 | 1262000000000 | 0.015614 | 131700000000 | 0.65 | N/A | Yes | BEM | Hydrodynamics | (with | Morison | drag) | 0 | 0 | 0 | 51 | 12.99 | -22.5 | -3 | 1 | 0 | 0 | 0 | 0 | 26 | 27 | 28 | 26 | 26 | 1c | 0 | 26 | 2.10E+11 | 8.08E+10 | 7850 | 10 | 0.02 | 51 | 54 | 55 | 51 | 51 | 1c | 0 | 0 | 51 | 2.10E+11 | 8.08E+10 | 7850 | 10 | 0.02 | 51 | 2.10E+11 | 8.08E+10 | 1 | 10 | 0.02 | 51 | 12.99 | -22.5 | -3 | 1 | 0 | 51 | 54 | 55 | 2 | 2 | 1 | 0 | 1 | 3 | 1 | TRUE | 99 | 12.99 | 17.5 | 9.3 | 1 | 0 | 105 | 114 | 115 | 3 | 3 | 1 | 0 | 2 | 1 | 1 | TRUE | 99 | 12.99 | 17.5 | 9.3 | 1 | 0 | 105 | 114 | 115 | 3 | 3 | 1 | 0 | 10 | 1 | 1 | TRUE
7 | 52 | -2 | 12.99 | -22.5 | 0 |  | 1 | 26.2 | 28 | 10 | 20 | Floater | No | 0 | 0.0006271 | 0 | 0 | 1639000000000 | 1639000000000 | 25330000000 | 25330000000 | 0 | 0 | 1262000000000 | 0.015614 | 131700000000 | 0.65 | N/A | Yes | BEM | Hydrodynamics | (with | Morison | drag) | 0 | 0 | 0 | 52 | 12.99 | -22.5 | -2 | 1 | 0 | 0 | 0 | 0 | [13 empty] | 52 | 55 | 56 | 52 | 52 | 1c | 0 | 0 | 52 | 2.10E+11 | 8.08E+10 | 7850 | 10 | 0.021 | 52 | 2.10E+11 | 8.08E+10 | 1 | 10 | 0.021 | 52 | 12.99 | -22.5 | -2 | 1 | 0 | 52 | 55 | 56 | 2 | 2 | 1 | 0 | 1 | 3 | 1 | TRUE | 100 | 10.49 | 18.17 | 9.3 | 1 | 0 | 106 | 115 | 119 | 3 | 3 | 1 | 0 | 2 | 1 | 1 | TRUE | 100 | 10.49 | 18.17 | 9.3 | 1 | 0 | 106 | 115 | 119 | 3 | 3 | 1 | 0 | 10 | 1 | 1 | TRUE
8 | 53 | 0 | 12.99 | -22.5 | 0 |  |  | 27.1 | 28 | 10 | 20 | Floater | No | 0 | 0.0006271 | 0 | 0 | 1639000000000 | 1639000000000 | 25330000000 | 25330000000 | 0 | 0 | 1262000000000 | 0.015614 | 131700000000 | 0.65 | N/A | Yes | BEM | Hydrodynamics | (with | Morison | drag) | 0 | 0 | 0 | 53 | 12.99 | -22.5 | 0 | 1 | 0 | 0 | 0 | 0 | 27 | 28 | 29 | 27 | 27 | 1c | 0 | 27 | 2.10E+11 | 8.08E+10 | 7850 | 10 | 0.02 | 53 | 56 | 57 | 53 | 53 | 1c | 0 | 0 | 53 | 2.10E+11 | 8.08E+10 | 7850 | 10 | 0.02 | 53 | 2.10E+11 | 8.08E+10 | 1 | 10 | 0.02 | 53 | 12.99 | -22.5 | 0 | 1 | 0 | 53 | 56 | 57 | 2 | 2 | 1 | 0 | 1 | 3 | 1 | TRUE | 101 | 9.94 | 17.217 | 9.3 | 1 | 0 | 110 | 119 | 120 | 3 | 3 | 1 | 0 | 2 | 1 | 1 | TRUE | 101 | 9.94 | 17.217 | 9.3 | 1 | 0 | 110 | 119 | 120 | 3 | 3 | 1 | 0 | 10 | 1 | 1 | TRUE
9 | 54 | 2 | 12.99 | -22.5 | 0 |  | 1 | 27.2 | 29 | 10 | 20 | Floater | No | 0 | 0.0006271 | 0 | 0 | 1639000000000 | 1639000000000 | 25330000000 | 25330000000 | 0 | 0 | 1262000000000 | 0.015614 | 131700000000 | 0.65 | N/A | Yes | BEM | Hydrodynamics | (with | Morison | drag) | 0 | 0 | 0 | 54 | 12.99 | -22.5 | 2 | 1 | 0 | 0 | 0 | 0 | [13 empty] | 54 | 57 | 58 | 54 | 54 | 1c | 0 | 0 | 54 | 2.10E+11 | 8.08E+10 | 7850 | 10 | 0.021 | 54 | 2.10E+11 | 8.08E+10 | 1 | 10 | 0.021 | 54 | 12.99 | -22.5 | 2 | 1 | 0 | 54 | 57 | 58 | 2 | 2 | 1 | 0 | 1 | 3 | 1 | TRUE | 105 | 1.97 | 3.412 | 9.3 | 1 | 0 | 111 | 28 | 61 | 3 | 3 | 1 | 0 | 2 | 1 | 1 | TRUE | 105 | 1.97 | 3.412 | 9.3 | 1 | 0 | 111 | 28 | 61 | 3 | 3 | 1 | 0 | 10 | 1 | 1 | TRUE
10 | 55 | 5 | 12.99 | -22.5 | 0 |  | 1 | 28.1 | 29 | 10 | 20 | Floater | No | 0 | 0.0006271 | 0 | 0 | 1639000000000 | 1639000000000 | 25330000000 | 25330000000 | 0 | 0 | 1262000000000 | 0.015614 | 131700000000 | 0.65 | N/A | Yes | BEM | Hydrodynamics | (with | Morison | drag) | 0 | 0 | 0 | 55 | 12.99 | -22.5 | 5 | 1 | 0 | 0 | 0 | 0 | 28 | 29 | 30 | 28 | 28 | 1c | 0 | 28 | 2.10E+11 | 8.08E+10 | 7850 | 10 | 0.02 | 55 | 58 | 59 | 55 | 55 | 1c | 0 | 0 | 55 | 2.10E+11 | 8.08E+10 | 7850 | 10 | 0.02 | 55 | 2.10E+11 | 8.08E+10 | 1 | 10 | 0.02 | 55 | 12.99 | -22.5 | 5 | 1 | 0 | 55 | 58 | 59 | 2 | 2 | 1 | 0 | 1 | 3 | 1 | TRUE | 106 | 1.25 | 2.17 | 9.3 | 1 | 0 | 112 | 28 | 99 | 3 | 3 | 1 | 0 | 2 | 1 | 1 | TRUE | 106 | 1.25 | 2.17 | 9.3 | 1 | 0 | 112 | 28 | 99 | 3 | 3 | 1 | 0 | 10 | 1 | 1 | TRUE
11 | 56 | 6 | 12.99 | -22.5 | 0 |  | 1 | 28.2 | 30 | 10 | 20 | Floater | No | 0 | 0.0006271 | 0 | 0 | 1639000000000 | 1639000000000 | 25330000000 | 25330000000 | 0 | 0 | 1262000000000 | 0.015614 | 131700000000 | 0.65 | N/A | Yes | BEM | Hydrodynamics | (with | Morison | drag) | 0 | 0 | 0 | 56 | 12.99 | -22.5 | 6 | 1 | 0 | 0 | 0 | 0 | [13 empty] | 56 | 59 | 60 | 56 | 56 | 1c | 0 | 0 | 56 | 2.10E+11 | 8.08E+10 | 7850 | 10 | 0.02 | 56 | 2.10E+11 | 8.08E+10 | 1 | 10 | 0.02 | 56 | 12.99 | -22.5 | 6 | 1 | 0 | 56 | 59 | 60 | 2 | 2 | 1 | 0 | 1 | 3 | 1 | TRUE | 107 | -2.25 | 0 | 9.3 | 1 | 0 | 113 | 28 | 100 | 3 | 3 | 1 | 0 | 2 | 1 | 1 | TRUE | 107 | -2.25 | 0 | 9.3 | 1 | 0 | 113 | 28 | 100 | 3 | 3 | 1 | 0 | 10 | 1 | 1 | TRUE
12 | 57 | 8 | 12.99 | -22.5 | 0 |  | 1 | 29.1 | 31 | 10 | 22 | Floater | No | 0 | 0.0006896 | 0 | 0 | 1802000000000 | 1802000000000 | 27860000000 | 27860000000 | 0 | 0 | 1387000000000 | 0.017165 | 144800000000 | 0.65 | N/A | Yes | BEM | Hydrodynamics | (with | Morison | drag) | 0 | 0 | 0 | 57 | 12.99 | -22.5 | 8 | 1 | 0 | 0 | 0 | 0 | 29 | 31 | 32 | 29 | 29 | 1c | 0 | 29 | 2.10E+11 | 8.08E+10 | 7850 | 10 | 0.022 | 57 | 61 | 62 | 57 | 57 | 1c | 0 | 0 | 57 | 2.10E+11 | 8.08E+10 | 7850 | 1 | 0.015 | 57 | 2.10E+11 | 8.08E+10 | 1 | 1 | 0.015 | 57 | 12.99 | -22.5 | 8 | 1 | 0 | 57 | 61 | 62 | 2 | 2 | 1 | 0 | 1 | 3 | 1 | TRUE | 108 | -3.94 | 0 | 9.3 | 1 | 0 | 114 | 43 | 73 | 3 | 3 | 1 | 0 | 2 | 1 | 1 | TRUE | 108 | -3.94 | 0 | 9.3 | 1 | 0 | 114 | 43 | 73 | 3 | 3 | 1 | 0 | 10 | 1 | 1 | TRUE
13 | 58 | 9.3 | 12.99 | -22.5 | 0 |  |  | 29.2 | 32 | 10 | 22 | Floater | No | 0 | 0.0006896 | 0 | 0 | 1802000000000 | 1802000000000 | 27860000000 | 27860000000 | 0 | 0 | 1387000000000 | 0.017165 | 144800000000 | 0.65 | N/A | Yes | BEM | Hydrodynamics | (with | Morison | drag) | 0 | 0 | 0 | 58 | 12.99 | -22.5 | 9.3 | 1 | 0 | 0 | 0 | 0 | [13 empty] | 58 | 62 | 63 | 58 | 58 | 1c | 0 | 0 | 58 | 2.10E+11 | 8.08E+10 | 7850 | 1 | 0.015 | 58 | 2.10E+11 | 8.08E+10 | 1 | 1 | 0.015 | 58 | 12.99 | -22.5 | 9.3 | 1 | 0 | 58 | 62 | 63 | 2 | 2 | 1 | 0 | 1 | 3 | 1 | TRUE | 112 | -19.881 | 0 | 9.3 | 1 | 0 | 115 | 43 | 74 | 3 | 3 | 1 | 0 | 2 | 1 | 1 | TRUE | 112 | -19.881 | 0 | 9.3 | 1 | 0 | 115 | 43 | 74 | 3 | 3 | 1 | 0 | 10 | 1 | 1 | TRUE
14 | 59 | 10 | 12.99 | -22.5 | 0 |  |  | 30.1 | 32 | 10 | 22 | Floater | No | 0 | 0.0006896 | 0 | 0 | 1802000000000 | 1802000000000 | 27860000000 | 27860000000 | 0 | 0 | 1387000000000 | 0.017165 | 144800000000 | 0.65 | N/A | Yes | BEM | Hydrodynamics | (with | Morison | drag) | 0 | 0 | 0 | 59 | 12.99 | -22.5 | 10 | 1 | 0 | 0 | 0 | 0 | 30 | 32 | 33 | 30 | 30 | 1c | 0 | 30 | 2.10E+11 | 8.08E+10 | 7850 | 10 | 0.022 | 59 | 63 | 64 | 59 | 59 | 1c | 0 | 0 | 59 | 2.10E+11 | 8.08E+10 | 7850 | 1 | 0.015 | 59 | 2.10E+11 | 8.08E+10 | 1 | 1 | 0.015 | 59 | 12.99 | -22.5 | 10 | 1 | 0 | 59 | 63 | 64 | 2 | 2 | 1 | 0 | 1 | 3 | 1 | TRUE | 113 | -20.981 | 0 | 9.3 | 1 | 0 | 116 | 43 | 113 | 3 | 3 | 1 | 0 | 2 | 1 | 1 | TRUE | 113 | -20.981 | 0 | 9.3 | 1 | 0 | 116 | 43 | 113 | 3 | 3 | 1 | 0 | 10 | 1 | 1 | TRUE
15 | 60 | 11 | 12.99 | -22.5 | 0 |  |  | 30.2 | 33 | 10 | 22 | Floater | No | 0 | 0.0006896 | 0 | 0 | 1802000000000 | 1802000000000 | 27860000000 | 27860000000 | 0 | 0 | 1387000000000 | 0.017165 | 144800000000 | 0.65 | N/A | Yes | BEM | Hydrodynamics | (with | Morison | drag) | 0 | 0 | 0 | 60 | 12.99 | -22.5 | 11 | 1 | 0 | 0 | 0 | 0 | [13 empty] | 60 | 64 | 65 | 60 | 60 | 1c | 0 | 0 | 60 | 2.10E+11 | 8.08E+10 | 7850 | 1 | 0.015 | 60 | 2.10E+11 | 8.08E+10 | 1 | 1 | 0.015 | 60 | 12.99 | -22.5 | 11 | 1 | 0 | 60 | 64 | 65 | 2 | 2 | 1 | 0 | 1 | 3 | 1 | TRUE | 114 | 1.25 | -2.17 | 9.3 | 1 | 0 | 117 | 58 | 87 | 3 | 3 | 1 | 0 | 2 | 1 | 1 | TRUE | 114 | 1.25 | -2.17 | 9.3 | 1 | 0 | 117 | 58 | 87 | 3 | 3 | 1 | 0 | 10 | 1 | 1 | TRUE
1 | 61 | 9.3 | 8.66 | 20 | 0 |  |  | 31.1 | 33 | 10 | 22 | Floater | No | 0 | 0.0006896 | 0 | 0 | 1802000000000 | 1802000000000 | 27860000000 | 27860000000 | 0 | 0 | 1387000000000 | 0.017165 | 144800000000 | 0.65 | N/A | Yes | BEM | Hydrodynamics | (with | Morison | drag) | 0 | 0 | 0 | 61 | 8.66 | 20 | 9.3 | 1 | 0 | 0 | 0 | 0 | 31 | 33 | 34 | 31 | 31 | 1c | 0 | 31 | 2.10E+11 | 8.08E+10 | 7850 | 10 | 0.022 | 61 | 65 | 66 | 61 | 61 | 1c | 0 | 0 | 61 | 2.10E+11 | 8.08E+10 | 7850 | 1 | 0.015 | 61 | 2.10E+11 | 8.08E+10 | 1 | 1 | 0.015 | 61 | 8.66 | 20 | 9.3 | 1 | 0 | 61 | 65 | 66 | 3 | 3 | 1 | 0 | 1 | 3 | 1 | TRUE | 115 | 1.97 | -3.412 | 9.3 | 1 | 0 | 118 | 58 | 120 | 3 | 3 | 1 | 0 | 2 | 1 | 1 | TRUE | 115 | 1.97 | -3.412 | 9.3 | 1 | 0 | 118 | 58 | 120 | 3 | 3 | 1 | 0 | 10 | 1 | 1 | TRUE
2 | 62 | 9.3 | 7.708 | 19.45 | 0 |  |  | 31.2 | 34 | 10 | 22 | Floater | No | 0 | 0.0006896 | 0 | 0 | 1802000000000 | 1802000000000 | 27860000000 | 27860000000 | 0 | 0 | 1387000000000 | 0.017165 | 144800000000 | 0.65 | N/A | Yes | BEM | Hydrodynamics | (with | Morison | drag) | 0 | 0 | 0 | 62 | 7.708 | 19.45 | 9.3 | 1 | 0 | 0 | 0 | 0 | [13 empty] | 62 | 66 | 67 | 62 | 62 | 1c | 0 | 0 | 62 | 2.10E+11 | 8.08E+10 | 7850 | 1 | 0.015 | 62 | 2.10E+11 | 8.08E+10 | 1 | 1 | 0.015 | 62 | 7.708 | 19.45 | 9.3 | 1 | 0 | 62 | 66 | 67 | 3 | 3 | 1 | 0 | 1 | 3 | 1 | TRUE | 119 | 9.94 | -17.217 | 9.3 | 1 | 0 | 119 | 13 | 106 | 3 | 3 | 1 | 0 | 2 | 1 | 1 | TRUE | 119 | 9.94 | -17.217 | 9.3 | 1 | 0 | 119 | 13 | 106 | 3 | 3 | 1 | 0 | 10 | 1 | 1 | TRUE
3 | 63 | 9.3 | 7.104 | 19.1015 | 0 |  |  | 32.1 | 34 | 10 | 22 | Floater | No | 0 | 0.0006896 | 0 | 0 | 1802000000000 | 1802000000000 | 27860000000 | 27860000000 | 0 | 0 | 1387000000000 | 0.017165 | 144800000000 | 0.65 | N/A | Yes | BEM | Hydrodynamics | (with | Morison | drag) | 0 | 0 | 0 | 63 | 7.104 | 19.1015 | 9.3 | 1 | 0 | 0 | 0 | 0 | 32 | 34 | 35 | 32 | 32 | 1c | 0 | 32 | 2.10E+11 | 8.08E+10 | 7850 | 10 | 0.022 | 63 | 67 | 68 | 63 | 63 | 1c | 0 | 0 | 63 | 2.10E+11 | 8.08E+10 | 7850 | 1 | 0.015 | 63 | 2.10E+11 | 8.08E+10 | 1 | 1 | 0.015 | 63 | 7.104 | 19.1015 | 9.3 | 1 | 0 | 63 | 67 | 68 | 3 | 3 | 1 | 0 | 1 | 3 | 1 | TRUE | 120 | 10.49 | -18.17 | 9.3 | 1 | 0 | 120 | 13 | 107 | 3 | 3 | 1 | 0 | 2 | 1 | 1 | TRUE | 120 | 10.49 | -18.17 | 9.3 | 1 | 0 | 120 | 13 | 107 | 3 | 3 | 1 | 0 | 10 | 1 | 1 | TRUE
4 | 64 | 9.3 | 1.925 | 16.111 | 0 |  | 1 | 32.2 | 35 | 10 | 22 | Floater | No | 0 | 0.0006896 | 0 | 0 | 1802000000000 | 1802000000000 | 27860000000 | 27860000000 | 0 | 0 | 1387000000000 | 0.017165 | 144800000000 | 0.65 | N/A | Yes | BEM | Hydrodynamics | (with | Morison | drag) | 0 | 0 | 0 | 64 | 1.925 | 16.111 | 9.3 | 1 | 0 | 0 | 0 | 0 | [13 empty] | 64 | 68 | 69 | 64 | 64 | 1c | 0 | 0 | 64 | 2.10E+11 | 8.08E+10 | 7850 | 1 | 0.015 | 64 | 2.10E+11 | 8.08E+10 | 1 | 1 | 0.015 | 64 | 1.925 | 16.111 | 9.3 | 1 | 0 | 64 | 68 | 69 | 3 | 3 | 1 | 0 | 1 | 3 | 1 | TRUE | 121 | 8.66 | 20 | -12 | 1 | 0 | 121 | 13 | 114 | 3 | 3 | 1 | 0 | 2 | 1 | 1 | TRUE | 121 | 8.66 | 20 | -12 | 1 | 0 | 121 | 13 | 114 | 3 | 3 | 1 | 0 | 10 | 1 | 1 | TRUE
5 | 65 | 9.3 | -1.443 | 14.167 | 0 |  | 1 | 33.1 | 35 | 10 | 22 | Floater | No | 0 | 0.0006896 | 0 | 0 | 1802000000000 | 1802000000000 | 27860000000 | 27860000000 | 0 | 0 | 1387000000000 | 0.017165 | 144800000000 | 0.65 | N/A | Yes | BEM | Hydrodynamics | (with | Morison | drag) | 0 | 0 | 0 | 65 | -1.443 | 14.167 | 9.3 | 1 | 0 | 0 | 0 | 0 | 33 | 35 | 36 | 33 | 33 | 1c | 0 | 33 | 2.10E+11 | 8.08E+10 | 7850 | 10 | 0.022 | 65 | 69 | 70 | 65 | 65 | 1c | 0 | 0 | 65 | 2.10E+11 | 8.08E+10 | 7850 | 1 | 0.015 | 65 | 2.10E+11 | 8.08E+10 | 1 | 1 | 0.015 | 65 | -1.443 | 14.167 | 9.3 | 1 | 0 | 65 | 69 | 70 | 3 | 3 | 1 | 0 | 1 | 3 | 1 | TRUE | 122 | 7.708 | 19.45 | -12 | 1 | 0 | 122 | 17 | 121 | 3 | 3 | 1 | 0 | 2 | 1 | 1 | TRUE | 122 | 7.708 | 19.45 | -12 | 1 | 0 | 122 | 17 | 121 | 3 | 3 | 1 | 0 | 10 | 1 | 1 | TRUE
6 | 66 | 9.3 | -4.811 | 12.222 | 0 |  | 1 | 33.2 | 36 | 10 | 22 | Floater | No | 0 | 0.0006896 | 0 | 0 | 1802000000000 | 1802000000000 | 27860000000 | 27860000000 | 0 | 0 | 1387000000000 | 0.017165 | 144800000000 | 0.65 | N/A | Yes | BEM | Hydrodynamics | (with | Morison | drag) | 0 | 0 | 0 | 66 | -4.811 | 12.222 | 9.3 | 1 | 0 | 0 | 0 | 0 | [13 empty] | 66 | 70 | 71 | 66 | 66 | 1c | 0 | 0 | 66 | 2.10E+11 | 8.08E+10 | 7850 | 1 | 0.015 | 66 | 2.10E+11 | 8.08E+10 | 1 | 1 | 0.015 | 66 | -4.811 | 12.222 | 9.3 | 1 | 0 | 66 | 70 | 71 | 3 | 3 | 1 | 0 | 1 | 3 | 1 | TRUE | 126 | -6.074 | 11.493 | -12 | 1 | 0 | 123 | 121 | 122 | 3 | 3 | 1 | 0 | 2 | 1 | 1 | TRUE | 126 | -6.074 | 11.493 | -12 | 1 | 0 | 123 | 121 | 122 | 3 | 3 | 1 | 0 | 10 | 1 | 1 | TRUE
7 | 67 | 9.3 | -6.495 | 11.25 | 0 |  |  | 34.1 | 36 | 10 | 20 | Floater | No | 0 | 0.0006271 | 0 | 0 | 1639000000000 | 1639000000000 | 25330000000 | 25330000000 | 0 | 0 | 1262000000000 | 0.015614 | 131700000000 | 0.65 | N/A | Yes | BEM | Hydrodynamics | (with | Morison | drag) | 0 | 0 | 0 | 67 | -6.495 | 11.25 | 9.3 | 1 | 0 | 0 | 0 | 0 | 34 | 36 | 37 | 34 | 34 | 1c | 0 | 34 | 2.10E+11 | 8.08E+10 | 7850 | 10 | 0.02 | 67 | 71 | 72 | 67 | 67 | 1c | 0 | 0 | 67 | 2.10E+11 | 8.08E+10 | 7850 | 1 | 0.015 | 67 | 2.10E+11 | 8.08E+10 | 1 | 1 | 0.015 | 67 | -6.495 | 11.25 | 9.3 | 1 | 0 | 67 | 71 | 72 | 3 | 3 | 1 | 0 | 1 | 3 | 1 | TRUE | 127 | -6.495 | 11.25 | -12 | 1 | 0 | 124 | 122 | 126 | 3 | 3 | 1 | 0 | 2 | 1 | 1 | TRUE | 127 | -6.495 | 11.25 | -12 | 1 | 0 | 124 | 122 | 126 | 3 | 3 | 1 | 0 | 10 | 1 | 1 | TRUE
8 | 68 | 9.3 | -8.179 | 10.278 | 0 |  | 1 | 34.2 | 37 | 10 | 20 | Floater | No | 0 | 0.0006271 | 0 | 0 | 1639000000000 | 1639000000000 | 25330000000 | 25330000000 | 0 | 0 | 1262000000000 | 0.015614 | 131700000000 | 0.65 | N/A | Yes | BEM | Hydrodynamics | (with | Morison | drag) | 0 | 0 | 0 | 68 | -8.179 | 10.278 | 9.3 | 1 | 0 | 0 | 0 | 0 | [13 empty] | 68 | 72 | 73 | 68 | 68 | 1c | 0 | 0 | 68 | 2.10E+11 | 8.08E+10 | 7850 | 1 | 0.015 | 68 | 2.10E+11 | 8.08E+10 | 1 | 1 | 0.015 | 68 | -8.179 | 10.278 | 9.3 | 1 | 0 | 68 | 72 | 73 | 3 | 3 | 1 | 0 | 1 | 3 | 1 | TRUE | 128 | -6.916 | 11.007 | -12 | 1 | 0 | 128 | 126 | 127 | 3 | 3 | 1 | 0 | 2 | 1 | 1 | TRUE | 128 | -6.916 | 11.007 | -12 | 1 | 0 | 128 | 126 | 127 | 3 | 3 | 1 | 0 | 10 | 1 | 1 | TRUE
9 | 69 | 9.3 | -11.547 | 8.333 | 0 |  | 1 | 35.1 | 37 | 10 | 20 | Floater | No | 0 | 0.0006271 | 0 | 0 | 1639000000000 | 1639000000000 | 25330000000 | 25330000000 | 0 | 0 | 1262000000000 | 0.015614 | 131700000000 | 0.65 | N/A | Yes | BEM | Hydrodynamics | (with | Morison | drag) | 0 | 0 | 0 | 69 | -11.547 | 8.333 | 9.3 | 1 | 0 | 0 | 0 | 0 | 35 | 37 | 38 | 35 | 35 | 1c | 0 | 35 | 2.10E+11 | 8.08E+10 | 7850 | 10 | 0.02 | 69 | 74 | 75 | 69 | 69 | 1c | 0 | 0 | 69 | 2.10E+11 | 8.08E+10 | 7850 | 1 | 0.015 | 69 | 2.10E+11 | 8.08E+10 | 1 | 1 | 0.015 | 69 | -11.547 | 8.333 | 9.3 | 1 | 0 | 69 | 74 | 75 | 3 | 3 | 1 | 0 | 1 | 3 | 1 | TRUE | 132 | -20.698 | 3.05 | -12 | 1 | 0 | 129 | 127 | 128 | 3 | 3 | 1 | 0 | 2 | 1 | 1 | TRUE | 132 | -20.698 | 3.05 | -12 | 1 | 0 | 129 | 127 | 128 | 3 | 3 | 1 | 0 | 10 | 1 | 1 | TRUE
10 | 70 | 9.3 | -14.915 | 6.389 | 0 |  | 1 | 35.2 | 38 | 10 | 20 | Floater | No | 0 | 0.0006271 | 0 | 0 | 1639000000000 | 1639000000000 | 25330000000 | 25330000000 | 0 | 0 | 1262000000000 | 0.015614 | 131700000000 | 0.65 | N/A | Yes | BEM | Hydrodynamics | (with | Morison | drag) | 0 | 0 | 0 | 70 | -14.915 | 6.389 | 9.3 | 1 | 0 | 0 | 0 | 0 | [13 empty] | 70 | 75 | 76 | 70 | 70 | 1c | 0 | 0 | 70 | 2.10E+11 | 8.08E+10 | 7850 | 1 | 0.015 | 70 | 2.10E+11 | 8.08E+10 | 1 | 1 | 0.015 | 70 | -14.915 | 6.389 | 9.3 | 1 | 0 | 70 | 75 | 76 | 3 | 3 | 1 | 0 | 1 | 3 | 1 | TRUE | 133 | -21.651 | 2.5 | -12 | 1 | 0 | 130 | 128 | 132 | 3 | 3 | 1 | 0 | 2 | 1 | 1 | TRUE | 133 | -21.651 | 2.5 | -12 | 1 | 0 | 130 | 128 | 132 | 3 | 3 | 1 | 0 | 10 | 1 | 1 | TRUE
11 | 71 | 9.3 | -20.0943 | 3.3985 | 0 |  |  | 36.1 | 38 | 10 | 20 | Floater | No | 0 | 0.0006271 | 0 | 0 | 1639000000000 | 1639000000000 | 25330000000 | 25330000000 | 0 | 0 | 1262000000000 | 0.015614 | 131700000000 | 0.65 | N/A | Yes | BEM | Hydrodynamics | (with | Morison | drag) | 0 | 0 | 0 | 71 | -20.0943 | 3.3985 | 9.3 | 1 | 0 | 0 | 0 | 0 | 36 | 38 | 39 | 36 | 36 | 1c | 0 | 36 | 2.10E+11 | 8.08E+10 | 7850 | 10 | 0.02 | 71 | 76 | 77 | 71 | 71 | 1c | 0 | 0 | 71 | 2.10E+11 | 8.08E+10 | 7850 | 1 | 0.015 | 71 | 2.10E+11 | 8.08E+10 | 1 | 1 | 0.015 | 71 | -20.0943 | 3.3985 | 9.3 | 1 | 0 | 71 | 76 | 77 | 3 | 3 | 1 | 0 | 1 | 3 | 1 | TRUE | 134 | -21.651 | -2.5 | -12 | 1 | 0 | 134 | 132 | 133 | 3 | 3 | 1 | 0 | 2 | 1 | 1 | TRUE | 134 | -21.651 | -2.5 | -12 | 1 | 0 | 134 | 132 | 133 | 3 | 3 | 1 | 0 | 10 | 1 | 1 | TRUE
12 | 72 | 9.3 | -20.698 | 3.05 | 0 |  |  | 36.2 | 39 | 10 | 20 | Floater | No | 0 | 0.0006271 | 0 | 0 | 1639000000000 | 1639000000000 | 25330000000 | 25330000000 | 0 | 0 | 1262000000000 | 0.015614 | 131700000000 | 0.65 | N/A | Yes | BEM | Hydrodynamics | (with | Morison | drag) | 0 | 0 | 0 | 72 | -20.698 | 3.05 | 9.3 | 1 | 0 | 0 | 0 | 0 | [13 empty] | 72 | 77 | 78 | 72 | 72 | 1c | 0 | 0 | 72 | 2.10E+11 | 8.08E+10 | 7850 | 1 | 0.015 | 72 | 2.10E+11 | 8.08E+10 | 1 | 1 | 0.015 | 72 | -20.698 | 3.05 | 9.3 | 1 | 0 | 72 | 77 | 78 | 3 | 3 | 1 | 0 | 1 | 3 | 1 | TRUE | 135 | -20.698 | -3.05 | -12 | 1 | 0 | 135 | 133 | 32 | 3 | 3 | 1 | 0 | 2 | 1 | 1 | TRUE | 135 | -20.698 | -3.05 | -12 | 1 | 0 | 135 | 133 | 32 | 3 | 3 | 1 | 0 | 10 | 1 | 1 | TRUE
13 | 73 | 9.3 | -21.651 | 2.5 | 0 |  |  | 37.1 | 39 | 10 | 20 | Floater | No | 0 | 0.0006271 | 0 | 0 | 1639000000000 | 1639000000000 | 25330000000 | 25330000000 | 0 | 0 | 1262000000000 | 0.015614 | 131700000000 | 0.65 | N/A | Yes | BEM | Hydrodynamics | (with | Morison | drag) | 0 | 0 | 0 | 73 | -21.651 | 2.5 | 9.3 | 1 | 0 | 0 | 0 | 0 | 37 | 39 | 40 | 37 | 37 | 1c | 0 | 37 | 2.10E+11 | 8.08E+10 | 7850 | 10 | 0.02 | 73 | 78 | 79 | 73 | 73 | 1c | 0 | 0 | 73 | 2.10E+11 | 8.08E+10 | 7850 | 1 | 0.015 | 73 | 2.10E+11 | 8.08E+10 | 1 | 1 | 0.015 | 73 | -21.651 | 2.5 | 9.3 | 1 | 0 | 73 | 78 | 79 | 3 | 3 | 1 | 0 | 1 | 3 | 1 | TRUE | 139 | -6.916 | -11.007 | -12 | 1 | 0 | 136 | 47 | 147 | 3 | 3 | 1 | 0 | 2 | 1 | 1 | TRUE | 139 | -6.916 | -11.007 | -12 | 1 | 0 | 136 | 47 | 147 | 3 | 3 | 1 | 0 | 10 | 1 | 1 | TRUE
1 | 74 | 9.3 | -21.651 | -2.5 | 0 |  |  | 37.2 | 40 | 10 | 20 | Floater | No | 0 | 0.0006271 | 0 | 0 | 1639000000000 | 1639000000000 | 25330000000 | 25330000000 | 0 | 0 | 1262000000000 | 0.015614 | 131700000000 | 0.65 | N/A | Yes | BEM | Hydrodynamics | (with | Morison | drag) | 0 | 0 | 0 | 74 | -21.651 | -2.5 | 9.3 | 1 | 0 | 0 | 0 | 0 | [13 empty] | 74 | 79 | 80 | 74 | 74 | 1c | 0 | 0 | 74 | 2.10E+11 | 8.08E+10 | 7850 | 1 | 0.015 | 74 | 2.10E+11 | 8.08E+10 | 1 | 1 | 0.015 | 74 | -21.651 | -2.5 | 9.3 | 1 | 0 | 74 | 79 | 80 | 3 | 3 | 1 | 0 | 1 | 3 | 1 | TRUE | 140 | -6.495 | -11.25 | -12 | 1 | 0 | 137 | 147 | 148 | 3 | 3 | 1 | 0 | 2 | 1 | 1 | TRUE | 140 | -6.495 | -11.25 | -12 | 1 | 0 | 137 | 147 | 148 | 3 | 3 | 1 | 0 | 10 | 1 | 1 | TRUE
2 | 75 | 9.3 | -20.698 | -3.05 | 0 |  |  | 38.1 | 40 | 10 | 20 | Floater | No | 0 | 0.0006271 | 0 | 0 | 1639000000000 | 1639000000000 | 25330000000 | 25330000000 | 0 | 0 | 1262000000000 | 0.015614 | 131700000000 | 0.65 | N/A | Yes | BEM | Hydrodynamics | (with | Morison | drag) | 0 | 0 | 0 | 75 | -20.698 | -3.05 | 9.3 | 1 | 0 | 0 | 0 | 0 | 38 | 40 | 41 | 38 | 38 | 1c | 0 | 38 | 2.10E+11 | 8.08E+10 | 7850 | 10 | 0.02 | 75 | 80 | 81 | 75 | 75 | 1c | 0 | 0 | 75 | 2.10E+11 | 8.08E+10 | 7850 | 1 | 0.015 | 75 | 2.10E+11 | 8.08E+10 | 1 | 1 | 0.015 | 75 | -20.698 | -3.05 | 9.3 | 1 | 0 | 75 | 80 | 81 | 3 | 3 | 1 | 0 | 1 | 3 | 1 | TRUE | 141 | -6.074 | -11.493 | -12 | 1 | 0 | 138 | 148 | 152 | 3 | 3 | 1 | 0 | 2 | 1 | 1 | TRUE | 141 | -6.074 | -11.493 | -12 | 1 | 0 | 138 | 148 | 152 | 3 | 3 | 1 | 0 | 10 | 1 | 1 | TRUE
3 | 76 | 9.3 | -20.0943 | -3.3985 | 0 |  |  | 38.2 | 41 | 10 | 20 | Floater | No | 0 | 0.0006271 | 0 | 0 | 1639000000000 | 1639000000000 | 25330000000 | 25330000000 | 0 | 0 | 1262000000000 | 0.015614 | 131700000000 | 0.65 | N/A | Yes | BEM | Hydrodynamics | (with | Morison | drag) | 0 | 0 | 0 | 76 | -20.0943 | -3.3985 | 9.3 | 1 | 0 | 0 | 0 | 0 | [13 empty] | 76 | 81 | 82 | 76 | 76 | 1c | 0 | 0 | 76 | 2.10E+11 | 8.08E+10 | 7850 | 1 | 0.015 | 76 | 2.10E+11 | 8.08E+10 | 1 | 1 | 0.015 | 76 | -20.0943 | -3.3985 | 9.3 | 1 | 0 | 76 | 81 | 82 | 3 | 3 | 1 | 0 | 1 | 3 | 1 | TRUE | 145 | 7.708 | -19.45 | -12 | 1 | 0 | 142 | 152 | 153 | 3 | 3 | 1 | 0 | 2 | 1 | 1 | TRUE | 145 | 7.708 | -19.45 | -12 | 1 | 0 | 142 | 152 | 153 | 3 | 3 | 1 | 0 | 10 | 1 | 1 | TRUE
4 | 77 | 9.3 | -14.915 | -6.389 | 0 |  | 1 | 39.1 | 41 | 10 | 20 | Floater | No | 0 | 0.0006271 | 0 | 0 | 1639000000000 | 1639000000000 | 25330000000 | 25330000000 | 0 | 0 | 1262000000000 | 0.015614 | 131700000000 | 0.65 | N/A | Yes | BEM | Hydrodynamics | (with | Morison | drag) | 0 | 0 | 0 | 77 | -14.915 | -6.389 | 9.3 | 1 | 0 | 0 | 0 | 0 | 39 | 41 | 42 | 39 | 39 | 1c | 0 | 39 | 2.10E+11 | 8.08E+10 | 7850 | 10 | 0.02 | 77 | 82 | 83 | 77 | 77 | 1c | 0 | 0 | 77 | 2.10E+11 | 8.08E+10 | 7850 | 1 | 0.015 | 77 | 2.10E+11 | 8.08E+10 | 1 | 1 | 0.015 | 77 | -14.915 | -6.389 | 9.3 | 1 | 0 | 77 | 82 | 83 | 3 | 3 | 1 | 0 | 1 | 3 | 1 | TRUE | 146 | 8.66 | -20 | -12 | 1 | 0 | 143 | 153 | 154 | 3 | 3 | 1 | 0 | 2 | 1 | 1 | TRUE | 146 | 8.66 | -20 | -12 | 1 | 0 | 143 | 153 | 154 | 3 | 3 | 1 | 0 | 10 | 1 | 1 | TRUE
5 | 78 | 9.3 | -11.547 | -8.333 | 0 |  | 1 | 39.2 | 42 | 10 | 20 | Floater | No | 0 | 0.0006271 | 0 | 0 | 1639000000000 | 1639000000000 | 25330000000 | 25330000000 | 0 | 0 | 1262000000000 | 0.015614 | 131700000000 | 0.65 | N/A | Yes | BEM | Hydrodynamics | (with | Morison | drag) | 0 | 0 | 0 | 78 | -11.547 | -8.333 | 9.3 | 1 | 0 | 0 | 0 | 0 | [13 empty] | 78 | 83 | 84 | 78 | 78 | 1c | 0 | 0 | 78 | 2.10E+11 | 8.08E+10 | 7850 | 1 | 0.015 | 78 | 2.10E+11 | 8.08E+10 | 1 | 1 | 0.015 | 78 | -11.547 | -8.333 | 9.3 | 1 | 0 | 78 | 83 | 84 | 3 | 3 | 1 | 0 | 1 | 3 | 1 | TRUE | 147 | 12.99 | -17.5 | -12 | 1 | 0 | 144 | 154 | 158 | 3 | 3 | 1 | 0 | 2 | 1 | 1 | TRUE | 147 | 12.99 | -17.5 | -12 | 1 | 0 | 144 | 154 | 158 | 3 | 3 | 1 | 0 | 10 | 1 | 1 | TRUE
6 | 79 | 9.3 | -8.179 | -10.278 | 0 |  | 1 | 40.1 | 42 | 10 | 20 | Floater | No | 0 | 0.0006271 | 0 | 0 | 1639000000000 | 1639000000000 | 25330000000 | 25330000000 | 0 | 0 | 1262000000000 | 0.015614 | 131700000000 | 0.65 | N/A | Yes | BEM | Hydrodynamics | (with | Morison | drag) | 0 | 0 | 0 | 79 | -8.179 | -10.278 | 9.3 | 1 | 0 | 0 | 0 | 0 | 40 | 42 | 43 | 40 | 40 | 1c | 0 | 40 | 2.10E+11 | 8.08E+10 | 7850 | 10 | 0.02 | 79 | 84 | 85 | 79 | 79 | 1c | 0 | 0 | 79 | 2.10E+11 | 8.08E+10 | 7850 | 1 | 0.015 | 79 | 2.10E+11 | 8.08E+10 | 1 | 1 | 0.015 | 79 | -8.179 | -10.278 | 9.3 | 1 | 0 | 79 | 84 | 85 | 3 | 3 | 1 | 0 | 1 | 3 | 1 | TRUE | 148 | 12.99 | -16.4 | -12 | 1 | 0 | 148 | 158 | 159 | 3 | 3 | 1 | 0 | 2 | 1 | 1 | TRUE | 148 | 12.99 | -16.4 | -12 | 1 | 0 | 148 | 158 | 159 | 3 | 3 | 1 | 0 | 10 | 1 | 1 | TRUE
7 | 80 | 9.3 | -6.495 | -11.25 | 0 |  |  | 40.2 | 43 | 10 | 20 | Floater | No | 0 | 0.0006271 | 0 | 0 | 1639000000000 | 1639000000000 | 25330000000 | 25330000000 | 0 | 0 | 1262000000000 | 0.015614 | 131700000000 | 0.65 | N/A | Yes | BEM | Hydrodynamics | (with | Morison | drag) | 0 | 0 | 0 | 80 | -6.495 | -11.25 | 9.3 | 1 | 0 | 0 | 0 | 0 | [13 empty] | 80 | 85 | 86 | 80 | 80 | 1c | 0 | 0 | 80 | 2.10E+11 | 8.08E+10 | 7850 | 1 | 0.015 | 80 | 2.10E+11 | 8.08E+10 | 1 | 1 | 0.015 | 80 | -6.495 | -11.25 | 9.3 | 1 | 0 | 80 | 85 | 86 | 3 | 3 | 1 | 0 | 1 | 3 | 1 | TRUE | 152 | 12.99 | -0.486 | -12 | 1 | 0 | 149 | 159 | 17 | 3 | 3 | 1 | 0 | 2 | 1 | 1 | TRUE | 152 | 12.99 | -0.486 | -12 | 1 | 0 | 149 | 159 | 17 | 3 | 3 | 1 | 0 | 10 | 1 | 1 | TRUE
8 | 81 | 9.3 | -4.811 | -12.222 | 0 |  | 1 | 41.1 | 43 | 10 | 20 | Floater | No | 0 | 0.0006271 | 0 | 0 | 1639000000000 | 1639000000000 | 25330000000 | 25330000000 | 0 | 0 | 1262000000000 | 0.015614 | 131700000000 | 0.65 | N/A | Yes | BEM | Hydrodynamics | (with | Morison | drag) | 0 | 0 | 0 | 81 | -4.811 | -12.222 | 9.3 | 1 | 0 | 0 | 0 | 0 | 41 | 43 | 44 | 41 | 41 | 1c | 0 | 41 | 2.10E+11 | 8.08E+10 | 7850 | 10 | 0.02 | 81 | 87 | 88 | 81 | 81 | 1c | 0 | 0 | 81 | 2.10E+11 | 8.08E+10 | 7850 | 1 | 0.015 | 81 | 2.10E+11 | 8.08E+10 | 1 | 1 | 0.015 | 81 | -4.811 | -12.222 | 9.3 | 1 | 0 | 81 | 87 | 88 | 3 | 3 | 1 | 0 | 1 | 3 | 1 | TRUE | 153 | 12.99 | 0 | -12 | 1 | 0 | 150 | 17 | 160 | 3 | 3 | 1 | 0 | 2 | 1 | 1 | TRUE | 153 | 12.99 | 0 | -12 | 1 | 0 | 150 | 17 | 160 | 3 | 3 | 1 | 0 | 10 | 1 | 1 | TRUE
9 | 82 | 9.3 | -1.443 | -14.167 | 0 |  | 1 | 41.2 | 44 | 10 | 20 | Floater | No | 0 | 0.0006271 | 0 | 0 | 1639000000000 | 1639000000000 | 25330000000 | 25330000000 | 0 | 0 | 1262000000000 | 0.015614 | 131700000000 | 0.65 | N/A | Yes | BEM | Hydrodynamics | (with | Morison | drag) | 0 | 0 | 0 | 82 | -1.443 | -14.167 | 9.3 | 1 | 0 | 0 | 0 | 0 | [13 empty] | 82 | 88 | 89 | 82 | 82 | 1c | 0 | 0 | 82 | 2.10E+11 | 8.08E+10 | 7850 | 1 | 0.015 | 82 | 2.10E+11 | 8.08E+10 | 1 | 1 | 0.015 | 82 | -1.443 | -14.167 | 9.3 | 1 | 0 | 82 | 88 | 89 | 3 | 3 | 1 | 0 | 1 | 3 | 1 | TRUE | 154 | 12.99 | 0.486 | -12 | 1 | 0 | 151 | 160 | 161 | 3 | 3 | 1 | 0 | 2 | 1 | 1 | TRUE | 154 | 12.99 | 0.486 | -12 | 1 | 0 | 151 | 160 | 161 | 3 | 3 | 1 | 0 | 10 | 1 | 1 | TRUE
10 | 83 | 9.3 | 1.925 | -16.111 | 0 |  | 1 | 42.1 | 44 | 10 | 20 | Floater | No | 0 | 0.0006271 | 0 | 0 | 1639000000000 | 1639000000000 | 25330000000 | 25330000000 | 0 | 0 | 1262000000000 | 0.015614 | 131700000000 | 0.65 | N/A | Yes | BEM | Hydrodynamics | (with | Morison | drag) | 0 | 0 | 0 | 83 | 1.925 | -16.111 | 9.3 | 1 | 0 | 0 | 0 | 0 | 42 | 44 | 45 | 42 | 42 | 1c | 0 | 42 | 2.10E+11 | 8.08E+10 | 7850 | 10 | 0.02 | 83 | 89 | 90 | 83 | 83 | 1c | 0 | 0 | 83 | 2.10E+11 | 8.08E+10 | 7850 | 1 | 0.015 | 83 | 2.10E+11 | 8.08E+10 | 1 | 1 | 0.015 | 83 | 1.925 | -16.111 | 9.3 | 1 | 0 | 83 | 89 | 90 | 3 | 3 | 1 | 0 | 1 | 3 | 1 | TRUE | 158 | 12.99 | 16.4 | -12 | 1 | 0 | 152 | 161 | 165 | 3 | 3 | 1 | 0 | 2 | 1 | 1 | TRUE | 158 | 12.99 | 16.4 | -12 | 1 | 0 | 152 | 161 | 165 | 3 | 3 | 1 | 0 | 10 | 1 | 1 | TRUE
11 | 84 | 9.3 | 7.104 | -19.1015 | 0 |  |  | 42.2 | 45 | 10 | 20 | Floater | No | 0 | 0.0006271 | 0 | 0 | 1639000000000 | 1639000000000 | 25330000000 | 25330000000 | 0 | 0 | 1262000000000 | 0.015614 | 131700000000 | 0.65 | N/A | Yes | BEM | Hydrodynamics | (with | Morison | drag) | 0 | 0 | 0 | 84 | 7.104 | -19.1015 | 9.3 | 1 | 0 | 0 | 0 | 0 | [13 empty] | 84 | 90 | 91 | 84 | 84 | 1c | 0 | 0 | 84 | 2.10E+11 | 8.08E+10 | 7850 | 1 | 0.015 | 84 | 2.10E+11 | 8.08E+10 | 1 | 1 | 0.015 | 84 | 7.104 | -19.1015 | 9.3 | 1 | 0 | 84 | 90 | 91 | 3 | 3 | 1 | 0 | 1 | 3 | 1 | TRUE | 159 | 12.99 | 17.5 | -12 | 1 | 0 | 156 | 165 | 166 | 3 | 3 | 1 | 0 | 2 | 1 | 1 | TRUE | 159 | 12.99 | 17.5 | -12 | 1 | 0 | 156 | 165 | 166 | 3 | 3 | 1 | 0 | 10 | 1 | 1 | TRUE
12 | 85 | 9.3 | 7.708 | -19.45 | 0 |  |  | 43.1 | 46 | 10 | 22 | Floater | No | 0 | 0.0006896 | 0 | 0 | 1802000000000 | 1802000000000 | 27860000000 | 27860000000 | 0 | 0 | 1387000000000 | 0.017165 | 144800000000 | 0.65 | N/A | Yes | BEM | Hydrodynamics | (with | Morison | drag) | 0 | 0 | 0 | 85 | 7.708 | -19.45 | 9.3 | 1 | 0 | 0 | 0 | 0 | 43 | 46 | 47 | 43 | 43 | 1c | 0 | 43 | 2.10E+11 | 8.08E+10 | 7850 | 10 | 0.022 | 85 | 91 | 92 | 85 | 85 | 1c | 0 | 0 | 85 | 2.10E+11 | 8.08E+10 | 7850 | 1 | 0.015 | 85 | 2.10E+11 | 8.08E+10 | 1 | 1 | 0.015 | 85 | 7.708 | -19.45 | 9.3 | 1 | 0 | 85 | 91 | 92 | 3 | 3 | 1 | 0 | 1 | 3 | 1 | TRUE | 160 | 10.49 | 18.17 | -12 | 1 | 0 | 157 | 166 | 2 | 3 | 3 | 1 | 0 | 2 | 1 | 1 | TRUE | 160 | 10.49 | 18.17 | -12 | 1 | 0 | 157 | 166 | 2 | 3 | 3 | 1 | 0 | 10 | 1 | 1 | TRUE
13 | 86 | 9.3 | 8.66 | -20 | 0 |  |  | 43.2 | 47 | 10 | 22 | Floater | No | 0 | 0.0006896 | 0 | 0 | 1802000000000 | 1802000000000 | 27860000000 | 27860000000 | 0 | 0 | 1387000000000 | 0.017165 | 144800000000 | 0.65 | N/A | Yes | BEM | Hydrodynamics | (with | Morison | drag) | 0 | 0 | 0 | 86 | 8.66 | -20 | 9.3 | 1 | 0 | 0 | 0 | 0 | [13 empty] | 86 | 92 | 93 | 86 | 86 | 1c | 0 | 0 | 86 | 2.10E+11 | 8.08E+10 | 7850 | 1 | 0.015 | 86 | 2.10E+11 | 8.08E+10 | 1 | 1 | 0.015 | 86 | 8.66 | -20 | 9.3 | 1 | 0 | 86 | 92 | 93 | 3 | 3 | 1 | 0 | 1 | 3 | 1 | TRUE | 161 | 9.94 | 17.217 | -12 | 1 | 0 | 158 | 2 | 167 | 3 | 3 | 1 | 0 | 2 | 1 | 1 | TRUE | 161 | 9.94 | 17.217 | -12 | 1 | 0 | 158 | 2 | 167 | 3 | 3 | 1 | 0 | 10 | 1 | 1 | TRUE
1 | 87 | 9.3 | 12.99 | -17.5 | 0 |  |  | 44.1 | 47 | 10 | 22 | Floater | No | 0 | 0.0006896 | 0 | 0 | 1802000000000 | 1802000000000 | 27860000000 | 27860000000 | 0 | 0 | 1387000000000 | 0.017165 | 144800000000 | 0.65 | N/A | Yes | BEM | Hydrodynamics | (with | Morison | drag) | 0 | 0 | 0 | 87 | 12.99 | -17.5 | 9.3 | 1 | 0 | 0 | 0 | 0 | 44 | 47 | 48 | 44 | 44 | 1c | 0 | 44 | 2.10E+11 | 8.08E+10 | 7850 | 10 | 0.022 | 87 | 93 | 94 | 87 | 87 | 1c | 0 | 0 | 87 | 2.10E+11 | 8.08E+10 | 7850 | 1 | 0.015 | 87 | 2.10E+11 | 8.08E+10 | 1 | 1 | 0.015 | 87 | 12.99 | -17.5 | 9.3 | 1 | 0 | 87 | 93 | 94 | 3 | 3 | 1 | 0 | 1 | 3 | 1 | TRUE | 165 | 1.97 | 3.412 | -12 | 1 | 0 | 159 | 167 | 168 | 3 | 3 | 1 | 0 | 2 | 1 | 1 | TRUE | 165 | 1.97 | 3.412 | -12 | 1 | 0 | 159 | 167 | 168 | 3 | 3 | 1 | 0 | 10 | 1 | 1 | TRUE
2 | 88 | 9.3 | 12.99 | -16.4 | 0 |  |  | 44.2 | 48 | 10 | 22 | Floater | No | 0 | 0.0006896 | 0 | 0 | 1802000000000 | 1802000000000 | 27860000000 | 27860000000 | 0 | 0 | 1387000000000 | 0.017165 | 144800000000 | 0.65 | N/A | Yes | BEM | Hydrodynamics | (with | Morison | drag) | 0 | 0 | 0 | 88 | 12.99 | -16.4 | 9.3 | 1 | 0 | 0 | 0 | 0 | [13 empty] | 88 | 94 | 95 | 88 | 88 | 1c | 0 | 0 | 88 | 2.10E+11 | 8.08E+10 | 7850 | 1 | 0.015 | 88 | 2.10E+11 | 8.08E+10 | 1 | 1 | 0.015 | 88 | 12.99 | -16.4 | 9.3 | 1 | 0 | 88 | 94 | 95 | 3 | 3 | 1 | 0 | 1 | 3 | 1 | TRUE | 166 | 1.25 | 2.17 | -12 | 1 | 0 | 160 | 168 | 172 | 3 | 3 | 1 | 0 | 2 | 1 | 1 | TRUE | 166 | 1.25 | 2.17 | -12 | 1 | 0 | 160 | 168 | 172 | 3 | 3 | 1 | 0 | 10 | 1 | 1 | TRUE
3 | 89 | 9.3 | 12.99 | -15.7028 | 0 |  |  | 45.1 | 48 | 10 | 22 | Floater | No | 0 | 0.0006896 | 0 | 0 | 1802000000000 | 1802000000000 | 27860000000 | 27860000000 | 0 | 0 | 1387000000000 | 0.017165 | 144800000000 | 0.65 | N/A | Yes | BEM | Hydrodynamics | (with | Morison | drag) | 0 | 0 | 0 | 89 | 12.99 | -15.7028 | 9.3 | 1 | 0 | 0 | 0 | 0 | 45 | 48 | 49 | 45 | 45 | 1c | 0 | 45 | 2.10E+11 | 8.08E+10 | 7850 | 10 | 0.022 | 89 | 95 | 96 | 89 | 89 | 1c | 0 | 0 | 89 | 2.10E+11 | 8.08E+10 | 7850 | 1 | 0.015 | 89 | 2.10E+11 | 8.08E+10 | 1 | 1 | 0.015 | 89 | 12.99 | -15.7028 | 9.3 | 1 | 0 | 89 | 95 | 96 | 3 | 3 | 1 | 0 | 1 | 3 | 1 | TRUE | 167 | -2.75 | 0 | -12 | 1 | 0 | 164 | 172 | 173 | 3 | 3 | 1 | 0 | 2 | 1 | 1 | TRUE | 167 | -2.75 | 0 | -12 | 1 | 0 | 164 | 172 | 173 | 3 | 3 | 1 | 0 | 10 | 1 | 1 | TRUE
4 | 90 | 9.3 | 12.99 | -9.722 | 0 |  | 1 | 45.2 | 49 | 10 | 22 | Floater | No | 0 | 0.0006896 | 0 | 0 | 1802000000000 | 1802000000000 | 27860000000 | 27860000000 | 0 | 0 | 1387000000000 | 0.017165 | 144800000000 | 0.65 | N/A | Yes | BEM | Hydrodynamics | (with | Morison | drag) | 0 | 0 | 0 | 90 | 12.99 | -9.722 | 9.3 | 1 | 0 | 0 | 0 | 0 | [13 empty] | 90 | 96 | 97 | 90 | 90 | 1c | 0 | 0 | 90 | 2.10E+11 | 8.08E+10 | 7850 | 1 | 0.015 | 90 | 2.10E+11 | 8.08E+10 | 1 | 1 | 0.015 | 90 | 12.99 | -9.722 | 9.3 | 1 | 0 | 90 | 96 | 97 | 3 | 3 | 1 | 0 | 1 | 3 | 1 | TRUE | 168 | -3.94 | 0 | -12 | 1 | 0 | 165 | 173 | 32 | 3 | 3 | 1 | 0 | 2 | 1 | 1 | TRUE | 168 | -3.94 | 0 | -12 | 1 | 0 | 165 | 173 | 32 | 3 | 3 | 1 | 0 | 10 | 1 | 1 | TRUE
5 | 91 | 9.3 | 12.99 | -5.833 | 0 |  | 1 | 46.1 | 49 | 10 | 22 | Floater | No | 0 | 0.0006896 | 0 | 0 | 1802000000000 | 1802000000000 | 27860000000 | 27860000000 | 0 | 0 | 1387000000000 | 0.017165 | 144800000000 | 0.65 | N/A | Yes | BEM | Hydrodynamics | (with | Morison | drag) | 0 | 0 | 0 | 91 | 12.99 | -5.833 | 9.3 | 1 | 0 | 0 | 0 | 0 | 46 | 49 | 50 | 46 | 46 | 1c | 0 | 46 | 2.10E+11 | 8.08E+10 | 7850 | 10 | 0.022 | 91 | 97 | 98 | 91 | 91 | 1c | 0 | 0 | 91 | 2.10E+11 | 8.08E+10 | 7850 | 1 | 0.015 | 91 | 2.10E+11 | 8.08E+10 | 1 | 1 | 0.015 | 91 | 12.99 | -5.833 | 9.3 | 1 | 0 | 91 | 97 | 98 | 3 | 3 | 1 | 0 | 1 | 3 | 1 | TRUE | 172 | -19.881 | 0 | -12 | 1 | 0 | 166 | 2 | 174 | 3 | 3 | 1 | 0 | 2 | 1 | 1 | TRUE | 172 | -19.881 | 0 | -12 | 1 | 0 | 166 | 2 | 174 | 3 | 3 | 1 | 0 | 10 | 1 | 1 | TRUE
6 | 92 | 9.3 | 12.99 | -1.944 | 0 |  | 1 | 46.2 | 50 | 10 | 22 | Floater | No | 0 | 0.0006896 | 0 | 0 | 1802000000000 | 1802000000000 | 27860000000 | 27860000000 | 0 | 0 | 1387000000000 | 0.017165 | 144800000000 | 0.65 | N/A | Yes | BEM | Hydrodynamics | (with | Morison | drag) | 0 | 0 | 0 | 92 | 12.99 | -1.944 | 9.3 | 1 | 0 | 0 | 0 | 0 | [13 empty] | 92 | 98 | 99 | 92 | 92 | 1c | 0 | 0 | 92 | 2.10E+11 | 8.08E+10 | 7850 | 1 | 0.015 | 92 | 2.10E+11 | 8.08E+10 | 1 | 1 | 0.015 | 92 | 12.99 | -1.944 | 9.3 | 1 | 0 | 92 | 98 | 99 | 3 | 3 | 1 | 0 | 1 | 3 | 1 | TRUE | 173 | -20.981 | 0 | -12 | 1 | 0 | 167 | 174 | 175 | 3 | 3 | 1 | 0 | 2 | 1 | 1 | TRUE | 173 | -20.981 | 0 | -12 | 1 | 0 | 167 | 174 | 175 | 3 | 3 | 1 | 0 | 10 | 1 | 1 | TRUE
7 | 93 | 9.3 | 12.99 | 0 | 0 |  |  | 47.1 | 50 | 10 | 22 | Floater | No | 0 | 0.0006896 | 0 | 0 | 1802000000000 | 1802000000000 | 27860000000 | 27860000000 | 0 | 0 | 1387000000000 | 0.017165 | 144800000000 | 0.65 | N/A | Yes | BEM | Hydrodynamics | (with | Morison | drag) | 0 | 0 | 0 | 93 | 12.99 | 0 | 9.3 | 1 | 0 | 0 | 0 | 0 | 47 | 50 | 51 | 47 | 47 | 1c | 0 | 47 | 2.10E+11 | 8.08E+10 | 7850 | 10 | 0.022 | 93 | 100 | 101 | 93 | 93 | 1c | 0 | 0 | 93 | 2.10E+11 | 8.08E+10 | 7850 | 1.3 | 0.02 | 93 | 2.10E+11 | 8.08E+10 | 1 | 1.3 | 0.02 | 93 | 12.99 | 0 | 9.3 | 1 | 0 | 93 | 100 | 101 | 3 | 3 | 1 | 0 | 1 | 3 | 1 | TRUE | 174 | 1.25 | -2.17 | -12 | 1 | 0 | 168 | 175 | 179 | 3 | 3 | 1 | 0 | 2 | 1 | 1 | TRUE | 174 | 1.25 | -2.17 | -12 | 1 | 0 | 168 | 175 | 179 | 3 | 3 | 1 | 0 | 10 | 1 | 1 | TRUE
8 | 94 | 9.3 | 12.99 | 1.944 | 0 |  | 1 | 47.2 | 51 | 10 | 22 | Floater | No | 0 | 0.0006896 | 0 | 0 | 1802000000000 | 1802000000000 | 27860000000 | 27860000000 | 0 | 0 | 1387000000000 | 0.017165 | 144800000000 | 0.65 | N/A | Yes | BEM | Hydrodynamics | (with | Morison | drag) | 0 | 0 | 0 | 94 | 12.99 | 1.944 | 9.3 | 1 | 0 | 0 | 0 | 0 | [13 empty] | 94 | 101 | 102 | 94 | 94 | 1c | 0 | 0 | 94 | 2.10E+11 | 8.08E+10 | 7850 | 1.3 | 0.02 | 94 | 2.10E+11 | 8.08E+10 | 1 | 1.3 | 0.02 | 94 | 12.99 | 1.944 | 9.3 | 1 | 0 | 94 | 101 | 102 | 3 | 3 | 1 | 0 | 1 | 3 | 1 | TRUE | 175 | 1.97 | -3.412 | -12 | 1 | 0 | 172 | 179 | 180 | 3 | 3 | 1 | 0 | 2 | 1 | 1 | TRUE | 175 | 1.97 | -3.412 | -12 | 1 | 0 | 172 | 179 | 180 | 3 | 3 | 1 | 0 | 10 | 1 | 1 | TRUE
9 | 95 | 9.3 | 12.99 | 5.833 | 0 |  | 1 | 48.1 | 51 | 10 | 20 | Floater | No | 0 | 0.0006271 | 0 | 0 | 1639000000000 | 1639000000000 | 25330000000 | 25330000000 | 0 | 0 | 1262000000000 | 0.015614 | 131700000000 | 0.65 | N/A | Yes | BEM | Hydrodynamics | (with | Morison | drag) | 0 | 0 | 0 | 95 | 12.99 | 5.833 | 9.3 | 1 | 0 | 0 | 0 | 0 | 48 | 51 | 52 | 48 | 48 | 1c | 0 | 48 | 2.10E+11 | 8.08E+10 | 7850 | 10 | 0.02 | 95 | 102 | 103 | 95 | 95 | 1c | 0 | 0 | 95 | 2.10E+11 | 8.08E+10 | 7850 | 1.3 | 0.02 | 95 | 2.10E+11 | 8.08E+10 | 1 | 1.3 | 0.02 | 95 | 12.99 | 5.833 | 9.3 | 1 | 0 | 95 | 102 | 103 | 3 | 3 | 1 | 0 | 1 | 3 | 1 | TRUE | 179 | 9.94 | -17.217 | -12 | 1 | 0 | 173 | 180 | 47 | 3 | 3 | 1 | 0 | 2 | 1 | 1 | TRUE | 179 | 9.94 | -17.217 | -12 | 1 | 0 | 173 | 180 | 47 | 3 | 3 | 1 | 0 | 10 | 1 | 1 | TRUE
10 | 96 | 9.3 | 12.99 | 9.722 | 0 |  | 1 | 48.2 | 52 | 10 | 20 | Floater | No | 0 | 0.0006271 | 0 | 0 | 1639000000000 | 1639000000000 | 25330000000 | 25330000000 | 0 | 0 | 1262000000000 | 0.015614 | 131700000000 | 0.65 | N/A | Yes | BEM | Hydrodynamics | (with | Morison | drag) | 0 | 0 | 0 | 96 | 12.99 | 9.722 | 9.3 | 1 | 0 | 0 | 0 | 0 | [13 empty] | 96 | 103 | 104 | 96 | 96 | 1c | 0 | 0 | 96 | 2.10E+11 | 8.08E+10 | 7850 | 1.3 | 0.02 | 96 | 2.10E+11 | 8.08E+10 | 1 | 1.3 | 0.02 | 96 | 12.99 | 9.722 | 9.3 | 1 | 0 | 96 | 103 | 104 | 3 | 3 | 1 | 0 | 1 | 3 | 1 | TRUE | 180 | 10.49 | -18.17 | -12 | 1 | 0 | 174 | 32 | 134 | 3 | 3 | 1 | 0 | 2 | 1 | 1 | TRUE | 180 | 10.49 | -18.17 | -12 | 1 | 0 | 174 | 32 | 134 | 3 | 3 | 1 | 0 | 10 | 1 | 1 | TRUE
11 | 97 | 9.3 | 12.99 | 15.7028 | 0 |  |  | 49.1 | 52 | 10 | 20 | Floater | No | 0 | 0.0006271 | 0 | 0 | 1639000000000 | 1639000000000 | 25330000000 | 25330000000 | 0 | 0 | 1262000000000 | 0.015614 | 131700000000 | 0.65 | N/A | Yes | BEM | Hydrodynamics | (with | Morison | drag) | 0 | 0 | 0 | 97 | 12.99 | 15.7028 | 9.3 | 1 | 0 | 0 | 0 | 0 | 49 | 52 | 53 | 49 | 49 | 1c | 0 | 49 | 2.10E+11 | 8.08E+10 | 7850 | 10 | 0.02 | 97 | 104 | 105 | 97 | 97 | 1c | 0 | 0 | 97 | 2.10E+11 | 8.08E+10 | 7850 | 1.3 | 0.02 | 97 | 2.10E+11 | 8.08E+10 | 1 | 1.3 | 0.02 | 97 | 12.99 | 15.7028 | 9.3 | 1 | 0 | 97 | 104 | 105 | 3 | 3 | 1 | 0 | 1 | 3 | 1 | TRUE | 181 | 4.6267 | 8.0137 | 1.833 | 1 | 0 | 175 | 134 | 135 | 3 | 3 | 1 | 0 | 2 | 1 | 1 | TRUE | 229 | 0 | 0 | 12 | 1 | 0 | 175 | 134 | 135 | 3 | 3 | 1 | 0 | 10 | 1 | 1 | TRUE
12 | 98 | 9.3 | 12.99 | 16.4 | 0 |  |  | 49.2 | 53 | 10 | 20 | Floater | No | 0 | 0.0006271 | 0 | 0 | 1639000000000 | 1639000000000 | 25330000000 | 25330000000 | 0 | 0 | 1262000000000 | 0.015614 | 131700000000 | 0.65 | N/A | Yes | BEM | Hydrodynamics | (with | Morison | drag) | 0 | 0 | 0 | 98 | 12.99 | 16.4 | 9.3 | 1 | 0 | 0 | 0 | 0 | [13 empty] | 98 | 105 | 106 | 98 | 98 | 1c | 0 | 0 | 98 | 2.10E+11 | 8.08E+10 | 7850 | 1.3 | 0.02 | 98 | 2.10E+11 | 8.08E+10 | 1 | 1.3 | 0.02 | 98 | 12.99 | 16.4 | 9.3 | 1 | 0 | 98 | 105 | 106 | 3 | 3 | 1 | 0 | 1 | 3 | 1 | TRUE | 182 | 7.2833 | 12.6153 | -4.8333 | 1 | 0 | 176 | 135 | 139 | 3 | 3 | 1 | 0 | 2 | 1 | 1 | TRUE | [6 empty] | 176 | 135 | 139 | 3 | 3 | 1 | 0 | 10 | 1 | 1 | TRUE
13 | 99 | 9.3 | 12.99 | 17.5 | 0 |  |  | 50.1 | 53 | 10 | 20 | Floater | No | 0 | 0.0006271 | 0 | 0 | 1639000000000 | 1639000000000 | 25330000000 | 25330000000 | 0 | 0 | 1262000000000 | 0.015614 | 131700000000 | 0.65 | N/A | Yes | BEM | Hydrodynamics | (with | Morison | drag) | 0 | 0 | 0 | 99 | 12.99 | 17.5 | 9.3 | 1 | 0 | 0 | 0 | 0 | 50 | 53 | 54 | 50 | 50 | 1c | 0 | 50 | 2.10E+11 | 8.08E+10 | 7850 | 10 | 0.02 | 99 | 107 | 108 | 99 | 99 | 1c | 0 | 0 | 99 | 2.10E+11 | 8.08E+10 | 7850 | 1.3 | 0.02 | 99 | 2.10E+11 | 8.08E+10 | 1 | 1.3 | 0.02 | 99 | 12.99 | 17.5 | 9.3 | 1 | 0 | 99 | 107 | 108 | 3 | 3 | 1 | 0 | 1 | 3 | 1 | TRUE | 183 | -9.2537 | 0 | 1.833 | 1 | 0 | 180 | 139 | 140 | 3 | 3 | 1 | 0 | 2 | 1 | 1 | TRUE | [6 empty] | 180 | 139 | 140 | 3 | 3 | 1 | 0 | 10 | 1 | 1 | TRUE
1 | 100 | 9.3 | 10.49 | 18.17 | 0 |  |  | 50.2 | 54 | 10 | 20 | Floater | No | 0 | 0.0006271 | 0 | 0 | 1639000000000 | 1639000000000 | 25330000000 | 25330000000 | 0 | 0 | 1262000000000 | 0.015614 | 131700000000 | 0.65 | N/A | Yes | BEM | Hydrodynamics | (with | Morison | drag) | 0 | 0 | 0 | 100 | 10.49 | 18.17 | 9.3 | 1 | 0 | 0 | 0 | 0 | [13 empty] | 100 | 108 | 109 | 100 | 100 | 1c | 0 | 0 | 100 | 2.10E+11 | 8.08E+10 | 7850 | 1.3 | 0.02 | 100 | 2.10E+11 | 8.08E+10 | 1 | 1.3 | 0.02 | 100 | 10.49 | 18.17 | 9.3 | 1 | 0 | 100 | 108 | 109 | 3 | 3 | 1 | 0 | 1 | 3 | 1 | TRUE | 184 | -14.5673 | 0 | -4.8333 | 1 | 0 | 181 | 140 | 141 | 3 | 3 | 1 | 0 | 2 | 1 | 1 | TRUE | [6 empty] | 181 | 140 | 141 | 3 | 3 | 1 | 0 | 10 | 1 | 1 | TRUE
2 | 101 | 9.3 | 9.94 | 17.217 | 0 |  |  | 51.1 | 54 | 10 | 20 | Floater | No | 0 | 0.0006271 | 0 | 0 | 1639000000000 | 1639000000000 | 25330000000 | 25330000000 | 0 | 0 | 1262000000000 | 0.015614 | 131700000000 | 0.65 | N/A | Yes | BEM | Hydrodynamics | (with | Morison | drag) | 0 | 0 | 0 | 101 | 9.94 | 17.217 | 9.3 | 1 | 0 | 0 | 0 | 0 | 51 | 54 | 55 | 51 | 51 | 1c | 0 | 51 | 2.10E+11 | 8.08E+10 | 7850 | 10 | 0.02 | 101 | 109 | 110 | 101 | 101 | 1c | 0 | 0 | 101 | 2.10E+11 | 8.08E+10 | 7850 | 1.3 | 0.02 | 101 | 2.10E+11 | 8.08E+10 | 1 | 1.3 | 0.02 | 101 | 9.94 | 17.217 | 9.3 | 1 | 0 | 101 | 109 | 110 | 3 | 3 | 1 | 0 | 1 | 3 | 1 | TRUE | 185 | 4.6267 | -8.0137 | 1.833 | 1 | 0 | 182 | 141 | 145 | 3 | 3 | 1 | 0 | 2 | 1 | 1 | TRUE | [6 empty] | 182 | 141 | 145 | 3 | 3 | 1 | 0 | 10 | 1 | 1 | TRUE
3 | 102 | 9.3 | 8.149 | 14.115 | 0 |  | 1 | 51.2 | 55 | 10 | 20 | Floater | No | 0 | 0.0006271 | 0 | 0 | 1639000000000 | 1639000000000 | 25330000000 | 25330000000 | 0 | 0 | 1262000000000 | 0.015614 | 131700000000 | 0.65 | N/A | Yes | BEM | Hydrodynamics | (with | Morison | drag) | 0 | 0 | 0 | 102 | 8.149 | 14.115 | 9.3 | 1 | 0 | 0 | 0 | 0 | [13 empty] | 102 | 110 | 111 | 102 | 102 | 1c | 0 | 0 | 102 | 2.10E+11 | 8.08E+10 | 7850 | 1.3 | 0.02 | 102 | 2.10E+11 | 8.08E+10 | 1 | 1.3 | 0.02 | 102 | 8.149 | 14.115 | 9.3 | 1 | 0 | 102 | 110 | 111 | 3 | 3 | 1 | 0 | 1 | 3 | 1 | TRUE | 186 | 7.2833 | -12.6153 | -4.833 | 1 | 0 | 186 | 145 | 146 | 3 | 3 | 1 | 0 | 2 | 1 | 1 | TRUE | [6 empty] | 186 | 145 | 146 | 3 | 3 | 1 | 0 | 10 | 1 | 1 | TRUE
4 | 103 | 9.3 | 5.808 | 10.059 | 0 |  | 1 | 52.1 | 55 | 10 | 21 | Floater | No | 0 | 0.0006583 | 0 | 0 | 1721000000000 | 1721000000000 | 26600000000 | 26600000000 | 0 | 0 | 1324000000000 | 0.01639 | 138300000000 | 0.65 | N/A | Yes | BEM | Hydrodynamics | (with | Morison | drag) | 0 | 0 | 0 | 103 | 5.808 | 10.059 | 9.3 | 1 | 0 | 0 | 0 | 0 | 52 | 55 | 56 | 52 | 52 | 1c | 0 | 52 | 2.10E+11 | 8.08E+10 | 7850 | 10 | 0.021 | 103 | 111 | 112 | 103 | 103 | 1c | 0 | 0 | 103 | 2.10E+11 | 8.08E+10 | 7850 | 1.3 | 0.02 | 103 | 2.10E+11 | 8.08E+10 | 1 | 1.3 | 0.02 | 103 | 5.808 | 10.059 | 9.3 | 1 | 0 | 103 | 111 | 112 | 3 | 3 | 1 | 0 | 1 | 3 | 1 | TRUE | 187 | 2.7113 | 16.5653 | 2.2 | 1 | 0 | 187 | 146 | 47 | 3 | 3 | 1 | 0 | 2 | 1 | 1 | TRUE | [6 empty] | 187 | 146 | 47 | 3 | 3 | 1 | 0 | 10 | 1 | 1 | TRUE
5 | 104 | 9.3 | 3.466 | 6.004 | 0 |  | 1 | 52.2 | 56 | 10 | 21 | Floater | No | 0 | 0.0006583 | 0 | 0 | 1721000000000 | 1721000000000 | 26600000000 | 26600000000 | 0 | 0 | 1324000000000 | 0.01639 | 138300000000 | 0.65 | N/A | Yes | BEM | Hydrodynamics | (with | Morison | drag) | 0 | 0 | 0 | 104 | 3.466 | 6.004 | 9.3 | 1 | 0 | 0 | 0 | 0 | [13 empty] | 104 | 112 | 113 | 104 | 104 | 1c | 0 | 0 | 104 | 2.10E+11 | 8.08E+10 | 7850 | 1.3 | 0.02 | 104 | 2.10E+11 | 8.08E+10 | 1 | 1.3 | 0.02 | 104 | 3.466 | 6.004 | 9.3 | 1 | 0 | 104 | 112 | 113 | 3 | 3 | 1 | 0 | 1 | 3 | 1 | TRUE | 188 | -1.6813 | 14.0292 | -4.9 | 1 | 0 | 194 | 15 | 229 | 1 | 1 | 1 | 0 | 2 | 1 | 1 | TRUE | [6 empty] | 194 | 15 | 229 | 1 | 1 | 1 | 0 | 10 | 1 | 1 | TRUE
6 | 105 | 9.3 | 1.97 | 3.412 | 0 |  |  | 53.1 | 56 | 10 | 20 | Floater | No | 0 | 0.0006271 | 0 | 0 | 1639000000000 | 1639000000000 | 25330000000 | 25330000000 | 0 | 0 | 1262000000000 | 0.015614 | 131700000000 | 0.65 | N/A | Yes | BEM | Hydrodynamics | (with | Morison | drag) | 0 | 0 | 0 | 105 | 1.97 | 3.412 | 9.3 | 1 | 0 | 0 | 0 | 0 | 53 | 56 | 57 | 53 | 53 | 1c | 0 | 53 | 2.10E+11 | 8.08E+10 | 7850 | 10 | 0.02 | 105 | 114 | 115 | 105 | 105 | 1c | 0 | 0 | 105 | 2.10E+11 | 8.08E+10 | 7850 | 1.3 | 0.02 | 105 | 2.10E+11 | 8.08E+10 | 1 | 1.3 | 0.02 | 105 | 1.97 | 3.412 | 9.3 | 1 | 0 | 105 | 114 | 115 | 3 | 3 | 1 | 0 | 1 | 3 | 1 | TRUE | 189 | -15.7015 | 5.9347 | 2.2 | 1 | 0 | 223 | 86 | 58 | 3 | 3 | 1 | 0 | 2 | 1 | 1 | TRUE | [6 empty] | 223 | 86 | 58 | 3 | 3 | 1 | 0 | 10 | 1 | 1 | TRUE
7 | 106 | 9.3 | 1.25 | 2.17 | 0 |  |  | 53.2 | 57 | 10 | 20 | Floater | No | 0 | 0.0006271 | 0 | 0 | 1639000000000 | 1639000000000 | 25330000000 | 25330000000 | 0 | 0 | 1262000000000 | 0.015614 | 131700000000 | 0.65 | N/A | Yes | BEM | Hydrodynamics | (with | Morison | drag) | 0 | 0 | 0 | 106 | 1.25 | 2.17 | 9.3 | 1 | 0 | 0 | 0 | 0 | [13 empty] | 106 | 115 | 116 | 106 | 106 | 1c | 0 | 0 | 106 | 2.10E+11 | 8.08E+10 | 7850 | 1.3 | 0.02 | 106 | 2.10E+11 | 8.08E+10 | 1 | 1.3 | 0.02 | 106 | 1.25 | 2.17 | 9.3 | 1 | 0 | 106 | 115 | 116 | 3 | 3 | 1 | 0 | 1 | 3 | 1 | TRUE | 190 | -11.3088 | 8.4708 | -4.9 | 1 | 0 | 224 | 274 | 182 | 3 | 3 | 1 | 0 | 2 | 1 | 1 | TRUE
1 | 107 | 9.3 | -2.25 | 0 | 0 |  |  | 54.1 | 57 | 10 | 21 | Floater | No | 0 | 0.0006583 | 0 | 0 | 1721000000000 | 1721000000000 | 26600000000 | 26600000000 | 0 | 0 | 1324000000000 | 0.01639 | 138300000000 | 0.65 | N/A | Yes | BEM | Hydrodynamics | (with | Morison | drag) | 0 | 0 | 0 | 107 | -2.25 | 0 | 9.3 | 1 | 0 | 0 | 0 | 0 | 54 | 57 | 58 | 54 | 54 | 1c | 0 | 54 | 2.10E+11 | 8.08E+10 | 7850 | 10 | 0.021 | 107 | 116 | 117 | 107 | 107 | 1c | 0 | 0 | 107 | 2.10E+11 | 8.08E+10 | 7850 | 1.3 | 0.02 | 107 | 2.10E+11 | 8.08E+10 | 1 | 1.3 | 0.02 | 107 | -2.25 | 0 | 9.3 | 1 | 0 | 107 | 116 | 117 | 3 | 3 | 1 | 0 | 1 | 3 | 1 | TRUE | 191 | -15.7015 | -5.9347 | 2.2 | 1 | 0 | 225 | 181 | 182 | 3 | 3 | 1 | 0 | 2 | 1 | 1 | TRUE
2 | 108 | 9.3 | -3.94 | 0 | 0 |  |  | 54.2 | 58 | 10 | 21 | Floater | No | 0 | 0.0006583 | 0 | 0 | 1721000000000 | 1721000000000 | 26600000000 | 26600000000 | 0 | 0 | 1324000000000 | 0.01639 | 138300000000 | 0.65 | N/A | Yes | BEM | Hydrodynamics | (with | Morison | drag) | 0 | 0 | 0 | 108 | -3.94 | 0 | 9.3 | 1 | 0 | 0 | 0 | 0 | [13 empty] | 108 | 117 | 118 | 108 | 108 | 1c | 0 | 0 | 108 | 2.10E+11 | 8.08E+10 | 7850 | 1.3 | 0.02 | 108 | 2.10E+11 | 8.08E+10 | 1 | 1.3 | 0.02 | 108 | -3.94 | 0 | 9.3 | 1 | 0 | 108 | 117 | 118 | 3 | 3 | 1 | 0 | 1 | 3 | 1 | TRUE | 192 | -11.3088 | -8.4708 | -4.9 | 1 | 0 | 226 | 181 | 271 | 3 | 3 | 1 | 0 | 2 | 1 | 1 | TRUE
3 | 109 | 9.3 | -6.933 | 0 | 0 |  | 1 | 55.1 | 58 | 10 | 20 | Floater | No | 0 | 0.0006271 | 0 | 0 | 1639000000000 | 1639000000000 | 25330000000 | 25330000000 | 0 | 0 | 1262000000000 | 0.015614 | 131700000000 | 0.65 | N/A | Yes | BEM | Hydrodynamics | (with | Morison | drag) | 0 | 0 | 0 | 109 | -6.933 | 0 | 9.3 | 1 | 0 | 0 | 0 | 0 | 55 | 58 | 59 | 55 | 55 | 1c | 0 | 55 | 2.10E+11 | 8.08E+10 | 7850 | 10 | 0.02 | 109 | 118 | 119 | 109 | 109 | 1c | 0 | 0 | 109 | 2.10E+11 | 8.08E+10 | 7850 | 1.3 | 0.02 | 109 | 2.10E+11 | 8.08E+10 | 1 | 1.3 | 0.02 | 109 | -6.933 | 0 | 9.3 | 1 | 0 | 109 | 118 | 119 | 3 | 3 | 1 | 0 | 1 | 3 | 1 | TRUE | 193 | 2.7113 | -16.5653 | 2.2 | 1 | 0 | 227 | 275 | 184 | 3 | 3 | 1 | 0 | 2 | 1 | 1 | TRUE
4 | 110 | 9.3 | -11.615 | 0 | 0 |  | 1 | 55.2 | 59 | 10 | 20 | Floater | No | 0 | 0.0006271 | 0 | 0 | 1639000000000 | 1639000000000 | 25330000000 | 25330000000 | 0 | 0 | 1262000000000 | 0.015614 | 131700000000 | 0.65 | N/A | Yes | BEM | Hydrodynamics | (with | Morison | drag) | 0 | 0 | 0 | 110 | -11.615 | 0 | 9.3 | 1 | 0 | 0 | 0 | 0 | [13 empty] | 110 | 119 | 120 | 110 | 110 | 1c | 0 | 0 | 110 | 2.10E+11 | 8.08E+10 | 7850 | 1.3 | 0.02 | 110 | 2.10E+11 | 8.08E+10 | 1 | 1.3 | 0.02 | 110 | -11.615 | 0 | 9.3 | 1 | 0 | 110 | 119 | 120 | 3 | 3 | 1 | 0 | 1 | 3 | 1 | TRUE | 194 | -1.6813 | -14.0292 | -4.9 | 1 | 0 | 228 | 183 | 184 | 3 | 3 | 1 | 0 | 2 | 1 | 1 | TRUE
5 | 111 | 9.3 | -16.298 | 0 | 0 |  | 1 | 56.1 | 59 | 10 | 20 | Floater | No | 0 | 0.0006271 | 0 | 0 | 1639000000000 | 1639000000000 | 25330000000 | 25330000000 | 0 | 0 | 1262000000000 | 0.015614 | 131700000000 | 0.65 | N/A | Yes | BEM | Hydrodynamics | (with | Morison | drag) | 0 | 0 | 0 | 111 | -16.298 | 0 | 9.3 | 1 | 0 | 0 | 0 | 0 | 56 | 59 | 60 | 56 | 56 | 1c | 0 | 56 | 2.10E+11 | 8.08E+10 | 7850 | 10 | 0.02 | 111 | 28 | 61 | 111 | 111 | 1c | 0 | 0 | 111 | 2.10E+11 | 8.08E+10 | 7850 | 1 | 0.015 | 111 | 2.10E+11 | 8.08E+10 | 1 | 1 | 0.015 | 111 | -16.298 | 0 | 9.3 | 1 | 0 | 111 | 28 | 61 | 3 | 3 | 1 | 0 | 1 | 3 | 1 | TRUE | 195 | 12.99 | -10.6305 | 2.2 | 1 | 0 | 229 | 183 | 272 | 3 | 3 | 1 | 0 | 2 | 1 | 1 | TRUE
6 | 112 | 9.3 | -19.881 | 0 | 0 |  |  | 56.2 | 60 | 10 | 20 | Floater | No | 0 | 0.0006271 | 0 | 0 | 1639000000000 | 1639000000000 | 25330000000 | 25330000000 | 0 | 0 | 1262000000000 | 0.015614 | 131700000000 | 0.65 | N/A | Yes | BEM | Hydrodynamics | (with | Morison | drag) | 0 | 0 | 0 | 112 | -19.881 | 0 | 9.3 | 1 | 0 | 0 | 0 | 0 | [13 empty] | 112 | 28 | 99 | 112 | 112 | 1c | 0 | 0 | 112 | 2.10E+11 | 8.08E+10 | 7850 | 1 | 0.015 | 112 | 2.10E+11 | 8.08E+10 | 1 | 1 | 0.015 | 112 | -19.881 | 0 | 9.3 | 1 | 0 | 112 | 28 | 99 | 3 | 3 | 1 | 0 | 1 | 3 | 1 | TRUE | 196 | 12.99 | -5.5583 | -4.9 | 1 | 0 | 230 | 276 | 186 | 3 | 3 | 1 | 0 | 2 | 1 | 1 | TRUE
7 | 113 | 9.3 | -20.981 | 0 | 0 |  |  | 57.1 | 61 | 1 | 15 | Floater | No | 0 | 4.642e-05 | 0 | 0 | 1182000000 | 1182000000 | 1875000000 | 1875000000 | 0 | 0 | 909900000 | 1.126e-05 | 9748000000 | 0.65 | N/A | Yes | BEM | Hydrodynamics | (with | Morison | drag) | 0 | 0 | 0 | 113 | -20.981 | 0 | 9.3 | 1 | 0 | 0 | 0 | 0 | 57 | 61 | 62 | 57 | 57 | 1c | 0 | 57 | 2.10E+11 | 8.08E+10 | 7850 | 1 | 0.015 | 113 | 28 | 100 | 113 | 113 | 1c | 0 | 0 | 113 | 2.10E+11 | 8.08E+10 | 7850 | 1 | 0.015 | 113 | 2.10E+11 | 8.08E+10 | 1 | 1 | 0.015 | 113 | -20.981 | 0 | 9.3 | 1 | 0 | 113 | 28 | 100 | 3 | 3 | 1 | 0 | 1 | 3 | 1 | TRUE | 197 | 12.99 | 10.6305 | 2.2 | 1 | 0 | 231 | 185 | 186 | 3 | 3 | 1 | 0 | 2 | 1 | 1 | TRUE
1 | 114 | 9.3 | 1.25 | -2.17 | 0 |  |  | 57.2 | 62 | 1 | 15 | Floater | No | 0 | 4.642e-05 | 0 | 0 | 1182000000 | 1182000000 | 1875000000 | 1875000000 | 0 | 0 | 909900000 | 1.126e-05 | 9748000000 | 0.65 | N/A | Yes | BEM | Hydrodynamics | (with | Morison | drag) | 0 | 0 | 0 | 114 | 1.25 | -2.17 | 9.3 | 1 | 0 | 0 | 0 | 0 | [13 empty] | 114 | 43 | 73 | 114 | 114 | 1c | 0 | 0 | 114 | 2.10E+11 | 8.08E+10 | 7850 | 1 | 0.015 | 114 | 2.10E+11 | 8.08E+10 | 1 | 1 | 0.015 | 114 | 1.25 | -2.17 | 9.3 | 1 | 0 | 114 | 43 | 73 | 3 | 3 | 1 | 0 | 1 | 3 | 1 | TRUE | 198 | 12.99 | 5.5583 | -4.9 | 1 | 0 | 232 | 185 | 273 | 3 | 3 | 1 | 0 | 2 | 1 | 1 | TRUE
2 | 115 | 9.3 | 1.97 | -3.412 | 0 |  |  | 58.1 | 62 | 1 | 15 | Floater | No | 0 | 4.642e-05 | 0 | 0 | 1182000000 | 1182000000 | 1875000000 | 1875000000 | 0 | 0 | 909900000 | 1.126e-05 | 9748000000 | 0.65 | N/A | Yes | BEM | Hydrodynamics | (with | Morison | drag) | 0 | 0 | 0 | 115 | 1.97 | -3.412 | 9.3 | 1 | 0 | 0 | 0 | 0 | 58 | 62 | 63 | 58 | 58 | 1c | 0 | 58 | 2.10E+11 | 8.08E+10 | 7850 | 1 | 0.015 | 115 | 43 | 74 | 115 | 115 | 1c | 0 | 0 | 115 | 2.10E+11 | 8.08E+10 | 7850 | 1 | 0.015 | 115 | 2.10E+11 | 8.08E+10 | 1 | 1 | 0.015 | 115 | 1.97 | -3.412 | 9.3 | 1 | 0 | 115 | 43 | 74 | 3 | 3 | 1 | 0 | 1 | 3 | 1 | TRUE | 199 | 7.708 | 19.45 | 5.04 | 1 | 0 | 233 | 63 | 187 | 3 | 3 | 1 | 0 | 2 | 1 | 1 | TRUE
3 | 116 | 9.3 | 3.466 | -6.004 | 0 |  | 1 | 58.2 | 63 | 1 | 15 | Floater | No | 0 | 4.642e-05 | 0 | 0 | 1182000000 | 1182000000 | 1875000000 | 1875000000 | 0 | 0 | 909900000 | 1.126e-05 | 9748000000 | 0.65 | N/A | Yes | BEM | Hydrodynamics | (with | Morison | drag) | 0 | 0 | 0 | 116 | 3.466 | -6.004 | 9.3 | 1 | 0 | 0 | 0 | 0 | [13 empty] | 116 | 43 | 113 | 116 | 116 | 1c | 0 | 0 | 116 | 2.10E+11 | 8.08E+10 | 7850 | 1 | 0.015 | 116 | 2.10E+11 | 8.08E+10 | 1 | 1 | 0.015 | 116 | 3.466 | -6.004 | 9.3 | 1 | 0 | 116 | 43 | 113 | 3 | 3 | 1 | 0 | 1 | 3 | 1 | TRUE | 200 | 7.708 | 19.45 | -3.48 | 1 | 0 | 234 | 187 | 188 | 3 | 3 | 1 | 0 | 2 | 1 | 1 | TRUE
4 | 117 | 9.3 | 5.808 | -10.059 | 0 |  | 1 | 59.1 | 63 | 1 | 15 | Floater | No | 0 | 4.642e-05 | 0 | 0 | 1182000000 | 1182000000 | 1875000000 | 1875000000 | 0 | 0 | 909900000 | 1.126e-05 | 9748000000 | 0.65 | N/A | Yes | BEM | Hydrodynamics | (with | Morison | drag) | 0 | 0 | 0 | 117 | 5.808 | -10.059 | 9.3 | 1 | 0 | 0 | 0 | 0 | 59 | 63 | 64 | 59 | 59 | 1c | 0 | 59 | 2.10E+11 | 8.08E+10 | 7850 | 1 | 0.015 | 117 | 58 | 87 | 117 | 117 | 1c | 0 | 0 | 117 | 2.10E+11 | 8.08E+10 | 7850 | 1 | 0.015 | 117 | 2.10E+11 | 8.08E+10 | 1 | 1 | 0.015 | 117 | 5.808 | -10.059 | 9.3 | 1 | 0 | 117 | 58 | 87 | 3 | 3 | 1 | 0 | 1 | 3 | 1 | TRUE | 201 | -6.485 | 11.25 | 5.04 | 1 | 0 | 235 | 188 | 126 | 3 | 3 | 1 | 0 | 2 | 1 | 1 | TRUE
5 | 118 | 9.3 | 8.149 | -14.115 | 0 |  | 1 | 59.2 | 64 | 1 | 15 | Floater | No | 0 | 4.642e-05 | 0 | 0 | 1182000000 | 1182000000 | 1875000000 | 1875000000 | 0 | 0 | 909900000 | 1.126e-05 | 9748000000 | 0.65 | N/A | Yes | BEM | Hydrodynamics | (with | Morison | drag) | 0 | 0 | 0 | 118 | 8.149 | -14.115 | 9.3 | 1 | 0 | 0 | 0 | 0 | [13 empty] | 118 | 58 | 120 | 118 | 118 | 1c | 0 | 0 | 118 | 2.10E+11 | 8.08E+10 | 7850 | 1 | 0.015 | 118 | 2.10E+11 | 8.08E+10 | 1 | 1 | 0.015 | 118 | 8.149 | -14.115 | 9.3 | 1 | 0 | 118 | 58 | 120 | 3 | 3 | 1 | 0 | 1 | 3 | 1 | TRUE | 202 | -6.485 | 11.25 | -3.48 | 1 | 0 | 236 | 71 | 189 | 3 | 3 | 1 | 0 | 2 | 1 | 1 | TRUE
6 | 119 | 9.3 | 9.94 | -17.217 | 0 |  |  | 60.1 | 64 | 1 | 15 | Floater | No | 0 | 4.642e-05 | 0 | 0 | 1182000000 | 1182000000 | 1875000000 | 1875000000 | 0 | 0 | 909900000 | 1.126e-05 | 9748000000 | 0.65 | N/A | Yes | BEM | Hydrodynamics | (with | Morison | drag) | 0 | 0 | 0 | 119 | 9.94 | -17.217 | 9.3 | 1 | 0 | 0 | 0 | 0 | 60 | 64 | 65 | 60 | 60 | 1c | 0 | 60 | 2.10E+11 | 8.08E+10 | 7850 | 1 | 0.015 | 119 | 13 | 106 | 119 | 119 | 1c | 0 | 0 | 119 | 2.10E+11 | 8.08E+10 | 7850 | 1.3 | 0.02 | 119 | 2.10E+11 | 8.08E+10 | 1 | 1.3 | 0.02 | 119 | 9.94 | -17.217 | 9.3 | 1 | 0 | 119 | 13 | 106 | 3 | 3 | 1 | 0 | 1 | 3 | 1 | TRUE | 203 | -20.698 | 3.05 | 5.04 | 1 | 0 | 237 | 189 | 190 | 3 | 3 | 1 | 0 | 2 | 1 | 1 | TRUE
7 | 120 | 9.3 | 10.49 | -18.17 | 0 |  |  | 60.2 | 65 | 1 | 15 | Floater | No | 0 | 4.642e-05 | 0 | 0 | 1182000000 | 1182000000 | 1875000000 | 1875000000 | 0 | 0 | 909900000 | 1.126e-05 | 9748000000 | 0.65 | N/A | Yes | BEM | Hydrodynamics | (with | Morison | drag) | 0 | 0 | 0 | 120 | 10.49 | -18.17 | 9.3 | 1 | 0 | 0 | 0 | 0 | [13 empty] | 120 | 13 | 107 | 120 | 120 | 1c | 0 | 0 | 120 | 2.10E+11 | 8.08E+10 | 7850 | 1.3 | 0.02 | 120 | 2.10E+11 | 8.08E+10 | 1 | 1.3 | 0.02 | 120 | 10.49 | -18.17 | 9.3 | 1 | 0 | 120 | 13 | 107 | 3 | 3 | 1 | 0 | 1 | 3 | 1 | TRUE | 204 | -20.698 | 3.05 | -3.48 | 1 | 0 | 238 | 190 | 128 | 3 | 3 | 1 | 0 | 2 | 1 | 1 | TRUE
1 | 121 | -12 | 8.66 | 20 | 0 |  |  | 61.1 | 65 | 1 | 15 | Floater | No | 0 | 4.642e-05 | 0 | 0 | 1182000000 | 1182000000 | 1875000000 | 1875000000 | 0 | 0 | 909900000 | 1.126e-05 | 9748000000 | 0.65 | N/A | Yes | BEM | Hydrodynamics | (with | Morison | drag) | 0 | 0 | 0 | 121 | 8.66 | 20 | -12 | 1 | 0 | 0 | 0 | 0 | 61 | 65 | 66 | 61 | 61 | 1c | 0 | 61 | 2.10E+11 | 8.08E+10 | 7850 | 1 | 0.015 | 121 | 13 | 114 | 121 | 121 | 1c | 0 | 0 | 121 | 2.10E+11 | 8.08E+10 | 7850 | 1.3 | 0.02 | 121 | 2.10E+11 | 8.08E+10 | 1 | 1.3 | 0.02 | 121 | 8.66 | 20 | -12 | 1 | 0 | 121 | 13 | 114 | 3 | 3 | 1 | 0 | 1 | 3 | 1 | TRUE | 205 | -20.698 | -3.05 | 5.04 | 1 | 0 | 239 | 76 | 191 | 3 | 3 | 1 | 0 | 2 | 1 | 1 | TRUE
2 | 122 | -12 | 7.708 | 19.45 | 0 |  |  | 61.2 | 66 | 1 | 15 | Floater | No | 0 | 4.642e-05 | 0 | 0 | 1182000000 | 1182000000 | 1875000000 | 1875000000 | 0 | 0 | 909900000 | 1.126e-05 | 9748000000 | 0.65 | N/A | Yes | BEM | Hydrodynamics | (with | Morison | drag) | 0 | 0 | 0 | 122 | 7.708 | 19.45 | -12 | 1 | 0 | 0 | 0 | 0 | [13 empty] | 122 | 17 | 121 | 122 | 122 | 1c | 0 | 0 | 122 | 2.10E+11 | 8.08E+10 | 7850 | 1 | 0.02 | 122 | 2.10E+11 | 8.08E+10 | 1 | 1 | 0.02 | 122 | 7.708 | 19.45 | -12 | 1 | 0 | 122 | 17 | 121 | 3 | 3 | 1 | 0 | 1 | 3 | 1 | TRUE | 206 | -20.698 | -3.05 | -3.48 | 1 | 0 | 240 | 191 | 192 | 3 | 3 | 1 | 0 | 2 | 1 | 1 | TRUE
3 | 123 | -12 | 5.292 | 18.056 | 0 |  | 1 | 62.1 | 66 | 1 | 15 | Floater | No | 0 | 4.642e-05 | 0 | 0 | 1182000000 | 1182000000 | 1875000000 | 1875000000 | 0 | 0 | 909900000 | 1.126e-05 | 9748000000 | 0.65 | N/A | Yes | BEM | Hydrodynamics | (with | Morison | drag) | 0 | 0 | 0 | 123 | 5.292 | 18.056 | -12 | 1 | 0 | 0 | 0 | 0 | 62 | 66 | 67 | 62 | 62 | 1c | 0 | 62 | 2.10E+11 | 8.08E+10 | 7850 | 1 | 0.015 | 123 | 121 | 122 | 123 | 123 | 1c | 0 | 0 | 123 | 2.10E+11 | 8.08E+10 | 7850 | 1 | 0.02 | 123 | 2.10E+11 | 8.08E+10 | 1 | 1 | 0.02 | 123 | 5.292 | 18.056 | -12 | 1 | 0 | 123 | 121 | 122 | 3 | 3 | 1 | 0 | 1 | 3 | 1 | TRUE | 207 | -6.495 | -11.25 | 5.04 | 1 | 0 | 241 | 192 | 139 | 3 | 3 | 1 | 0 | 2 | 1 | 1 | TRUE
4 | 124 | -12 | 1.925 | 16.111 | 0 |  | 1 | 62.2 | 67 | 1 | 15 | Floater | No | 0 | 4.642e-05 | 0 | 0 | 1182000000 | 1182000000 | 1875000000 | 1875000000 | 0 | 0 | 909900000 | 1.126e-05 | 9748000000 | 0.65 | N/A | Yes | BEM | Hydrodynamics | (with | Morison | drag) | 0 | 0 | 0 | 124 | 1.925 | 16.111 | -12 | 1 | 0 | 0 | 0 | 0 | [13 empty] | 124 | 122 | 123 | 124 | 124 | 1c | 0 | 0 | 124 | 2.10E+11 | 8.08E+10 | 7850 | 1 | 0.02 | 124 | 2.10E+11 | 8.08E+10 | 1 | 1 | 0.02 | 124 | 1.925 | 16.111 | -12 | 1 | 0 | 124 | 122 | 123 | 3 | 3 | 1 | 0 | 1 | 3 | 1 | TRUE | 208 | -6.495 | -11.25 | -3.48 | 1 | 0 | 242 | 84 | 193 | 3 | 3 | 1 | 0 | 2 | 1 | 1 | TRUE
5 | 125 | -12 | -1.443 | 14.167 | 0 |  | 1 | 63.1 | 67 | 1 | 15 | Floater | No | 0 | 4.642e-05 | 0 | 0 | 1182000000 | 1182000000 | 1875000000 | 1875000000 | 0 | 0 | 909900000 | 1.126e-05 | 9748000000 | 0.65 | N/A | Yes | BEM | Hydrodynamics | (with | Morison | drag) | 0 | 0 | 0 | 125 | -1.443 | 14.167 | -12 | 1 | 0 | 0 | 0 | 0 | 63 | 67 | 68 | 63 | 63 | 1c | 0 | 63 | 2.10E+11 | 8.08E+10 | 7850 | 1 | 0.015 | 125 | 123 | 124 | 125 | 125 | 1c | 0 | 0 | 125 | 2.10E+11 | 8.08E+10 | 7850 | 1 | 0.02 | 125 | 2.10E+11 | 8.08E+10 | 1 | 1 | 0.02 | 125 | -1.443 | 14.167 | -12 | 1 | 0 | 125 | 123 | 124 | 3 | 3 | 1 | 0 | 1 | 3 | 1 | TRUE | 209 | 7.708 | -19.45 | 5.04 | 1 | 0 | 243 | 193 | 194 | 3 | 3 | 1 | 0 | 2 | 1 | 1 | TRUE
6 | 126 | -12 | -6.074 | 11.493 | 0 |  |  | 63.2 | 68 | 1 | 15 | Floater | No | 0 | 4.642e-05 | 0 | 0 | 1182000000 | 1182000000 | 1875000000 | 1875000000 | 0 | 0 | 909900000 | 1.126e-05 | 9748000000 | 0.65 | N/A | Yes | BEM | Hydrodynamics | (with | Morison | drag) | 0 | 0 | 0 | 126 | -6.074 | 11.493 | -12 | 1 | 0 | 0 | 0 | 0 | [13 empty] | 126 | 124 | 125 | 126 | 126 | 1c | 0 | 0 | 126 | 2.10E+11 | 8.08E+10 | 7850 | 1 | 0.02 | 126 | 2.10E+11 | 8.08E+10 | 1 | 1 | 0.02 | 126 | -6.074 | 11.493 | -12 | 1 | 0 | 126 | 124 | 125 | 3 | 3 | 1 | 0 | 1 | 3 | 1 | TRUE | 210 | 7.708 | -19.45 | -3.48 | 1 | 0 | 244 | 194 | 141 | 3 | 3 | 1 | 0 | 2 | 1 | 1 | TRUE
7 | 127 | -12 | -6.495 | 11.25 | 0 |  |  | 64.1 | 68 | 1 | 15 | Floater | No | 0 | 4.642e-05 | 0 | 0 | 1182000000 | 1182000000 | 1875000000 | 1875000000 | 0 | 0 | 909900000 | 1.126e-05 | 9748000000 | 0.65 | N/A | Yes | BEM | Hydrodynamics | (with | Morison | drag) | 0 | 0 | 0 | 127 | -6.495 | 11.25 | -12 | 1 | 0 | 0 | 0 | 0 | 64 | 68 | 69 | 64 | 64 | 1c | 0 | 64 | 2.10E+11 | 8.08E+10 | 7850 | 1 | 0.015 | 127 | 125 | 126 | 127 | 127 | 1c | 0 | 0 | 127 | 2.10E+11 | 8.08E+10 | 7850 | 1 | 0.02 | 127 | 2.10E+11 | 8.08E+10 | 1 | 1 | 0.02 | 127 | -6.495 | 11.25 | -12 | 1 | 0 | 127 | 125 | 126 | 3 | 3 | 1 | 0 | 1 | 3 | 1 | TRUE | 211 | 12.99 | -16.44 | 5.04 | 1 | 0 | 245 | 89 | 195 | 3 | 3 | 1 | 0 | 2 | 1 | 1 | TRUE
8 | 128 | -12 | -6.916 | 11.007 | 0 |  |  | 64.2 | 69 | 1 | 15 | Floater | No | 0 | 4.642e-05 | 0 | 0 | 1182000000 | 1182000000 | 1875000000 | 1875000000 | 0 | 0 | 909900000 | 1.126e-05 | 9748000000 | 0.65 | N/A | Yes | BEM | Hydrodynamics | (with | Morison | drag) | 0 | 0 | 0 | 128 | -6.916 | 11.007 | -12 | 1 | 0 | 0 | 0 | 0 | [13 empty] | 128 | 126 | 127 | 128 | 128 | 1c | 0 | 0 | 128 | 2.10E+11 | 8.08E+10 | 7850 | 1 | 0.02 | 128 | 2.10E+11 | 8.08E+10 | 1 | 1 | 0.02 | 128 | -6.916 | 11.007 | -12 | 1 | 0 | 128 | 126 | 127 | 3 | 3 | 1 | 0 | 1 | 3 | 1 | TRUE | 212 | 12.99 | -16.44 | -3.48 | 1 | 0 | 246 | 195 | 196 | 3 | 3 | 1 | 0 | 2 | 1 | 1 | TRUE
9 | 129 | -12 | -11.547 | 8.333 | 0 |  | 1 | 65.1 | 69 | 1 | 15 | Floater | No | 0 | 4.642e-05 | 0 | 0 | 1182000000 | 1182000000 | 1875000000 | 1875000000 | 0 | 0 | 909900000 | 1.126e-05 | 9748000000 | 0.65 | N/A | Yes | BEM | Hydrodynamics | (with | Morison | drag) | 0 | 0 | 0 | 129 | -11.547 | 8.333 | -12 | 1 | 0 | 0 | 0 | 0 | 65 | 69 | 70 | 65 | 65 | 1c | 0 | 65 | 2.10E+11 | 8.08E+10 | 7850 | 1 | 0.015 | 129 | 127 | 128 | 129 | 129 | 1c | 0 | 0 | 129 | 2.10E+11 | 8.08E+10 | 7850 | 1 | 0.02 | 129 | 2.10E+11 | 8.08E+10 | 1 | 1 | 0.02 | 129 | -11.547 | 8.333 | -12 | 1 | 0 | 129 | 127 | 128 | 3 | 3 | 1 | 0 | 1 | 3 | 1 | TRUE | 213 | 12.99 | 0 | 5.04 | 1 | 0 | 247 | 196 | 152 | 3 | 3 | 1 | 0 | 2 | 1 | 1 | TRUE
10 | 130 | -12 | -14.915 | 6.389 | 0 |  | 1 | 65.2 | 70 | 1 | 15 | Floater | No | 0 | 4.642e-05 | 0 | 0 | 1182000000 | 1182000000 | 1875000000 | 1875000000 | 0 | 0 | 909900000 | 1.126e-05 | 9748000000 | 0.65 | N/A | Yes | BEM | Hydrodynamics | (with | Morison | drag) | 0 | 0 | 0 | 130 | -14.915 | 6.389 | -12 | 1 | 0 | 0 | 0 | 0 | [13 empty] | 130 | 128 | 129 | 130 | 130 | 1c | 0 | 0 | 130 | 2.10E+11 | 8.08E+10 | 7850 | 1 | 0.02 | 130 | 2.10E+11 | 8.08E+10 | 1 | 1 | 0.02 | 130 | -14.915 | 6.389 | -12 | 1 | 0 | 130 | 128 | 129 | 3 | 3 | 1 | 0 | 1 | 3 | 1 | TRUE | 214 | 12.99 | 0 | -3.48 | 1 | 0 | 248 | 97 | 197 | 3 | 3 | 1 | 0 | 2 | 1 | 1 | TRUE
11 | 131 | -12 | -18.283 | 4.444 | 0 |  | 1 | 66.1 | 70 | 1 | 15 | Floater | No | 0 | 4.642e-05 | 0 | 0 | 1182000000 | 1182000000 | 1875000000 | 1875000000 | 0 | 0 | 909900000 | 1.126e-05 | 9748000000 | 0.65 | N/A | Yes | BEM | Hydrodynamics | (with | Morison | drag) | 0 | 0 | 0 | 131 | -18.283 | 4.444 | -12 | 1 | 0 | 0 | 0 | 0 | 66 | 70 | 71 | 66 | 66 | 1c | 0 | 66 | 2.10E+11 | 8.08E+10 | 7850 | 1 | 0.015 | 131 | 129 | 130 | 131 | 131 | 1c | 0 | 0 | 131 | 2.10E+11 | 8.08E+10 | 7850 | 1 | 0.02 | 131 | 2.10E+11 | 8.08E+10 | 1 | 1 | 0.02 | 131 | -18.283 | 4.444 | -12 | 1 | 0 | 131 | 129 | 130 | 3 | 3 | 1 | 0 | 1 | 3 | 1 | TRUE | 215 | 12.99 | 16.4 | 5.04 | 1 | 0 | 249 | 197 | 198 | 3 | 3 | 1 | 0 | 2 | 1 | 1 | TRUE
12 | 132 | -12 | -20.698 | 3.05 | 0 |  |  | 66.2 | 71 | 1 | 15 | Floater | No | 0 | 4.642e-05 | 0 | 0 | 1182000000 | 1182000000 | 1875000000 | 1875000000 | 0 | 0 | 909900000 | 1.126e-05 | 9748000000 | 0.65 | N/A | Yes | BEM | Hydrodynamics | (with | Morison | drag) | 0 | 0 | 0 | 132 | -20.698 | 3.05 | -12 | 1 | 0 | 0 | 0 | 0 | [13 empty] | 132 | 130 | 131 | 132 | 132 | 1c | 0 | 0 | 132 | 2.10E+11 | 8.08E+10 | 7850 | 1 | 0.02 | 132 | 2.10E+11 | 8.08E+10 | 1 | 1 | 0.02 | 132 | -20.698 | 3.05 | -12 | 1 | 0 | 132 | 130 | 131 | 3 | 3 | 1 | 0 | 1 | 3 | 1 | TRUE | 216 | 12.99 | 16.4 | -3.48 | 1 | 0 | 250 | 198 | 154 | 3 | 3 | 1 | 0 | 2 | 1 | 1 | TRUE
13 | 133 | -12 | -21.651 | 2.5 | 0 |  |  | 67.1 | 71 | 1 | 15 | Floater | No | 0 | 4.642e-05 | 0 | 0 | 1182000000 | 1182000000 | 1875000000 | 1875000000 | 0 | 0 | 909900000 | 1.126e-05 | 9748000000 | 0.65 | N/A | Yes | BEM | Hydrodynamics | (with | Morison | drag) | 0 | 0 | 0 | 133 | -21.651 | 2.5 | -12 | 1 | 0 | 0 | 0 | 0 | 67 | 71 | 72 | 67 | 67 | 1c | 0 | 67 | 2.10E+11 | 8.08E+10 | 7850 | 1 | 0.015 | 133 | 131 | 132 | 133 | 133 | 1c | 0 | 0 | 133 | 2.10E+11 | 8.08E+10 | 7850 | 1 | 0.02 | 133 | 2.10E+11 | 8.08E+10 | 1 | 1 | 0.02 | 133 | -21.651 | 2.5 | -12 | 1 | 0 | 133 | 131 | 132 | 3 | 3 | 1 | 0 | 1 | 3 | 1 | TRUE | 217 | 1.97 | 3.412 | 6.06 | 1 | 0 | 251 | 62 | 199 | 3 | 3 | 1 | 0 | 2 | 1 | 1 | TRUE
1 | 134 | -12 | -21.651 | -2.5 | 0 |  |  | 67.2 | 72 | 1 | 15 | Floater | No | 0 | 4.642e-05 | 0 | 0 | 1182000000 | 1182000000 | 1875000000 | 1875000000 | 0 | 0 | 909900000 | 1.126e-05 | 9748000000 | 0.65 | N/A | Yes | BEM | Hydrodynamics | (with | Morison | drag) | 0 | 0 | 0 | 134 | -21.651 | -2.5 | -12 | 1 | 0 | 0 | 0 | 0 | [13 empty] | 134 | 132 | 133 | 134 | 134 | 1c | 0 | 0 | 134 | 2.10E+11 | 8.08E+10 | 7850 | 1 | 0.02 | 134 | 2.10E+11 | 8.08E+10 | 1 | 1 | 0.02 | 134 | -21.651 | -2.5 | -12 | 1 | 0 | 134 | 132 | 133 | 3 | 3 | 1 | 0 | 1 | 3 | 1 | TRUE | 218 | 1.97 | 3.412 | -11.05 | 1 | 0 | 252 | 199 | 200 | 3 | 3 | 1 | 0 | 2 | 1 | 1 | TRUE
2 | 135 | -12 | -20.698 | -3.05 | 0 |  |  | 68.1 | 72 | 1 | 15 | Floater | No | 0 | 4.642e-05 | 0 | 0 | 1182000000 | 1182000000 | 1875000000 | 1875000000 | 0 | 0 | 909900000 | 1.126e-05 | 9748000000 | 0.65 | N/A | Yes | BEM | Hydrodynamics | (with | Morison | drag) | 0 | 0 | 0 | 135 | -20.698 | -3.05 | -12 | 1 | 0 | 0 | 0 | 0 | 68 | 72 | 73 | 68 | 68 | 1c | 0 | 68 | 2.10E+11 | 8.08E+10 | 7850 | 1 | 0.015 | 135 | 133 | 32 | 135 | 135 | 1c | 0 | 0 | 135 | 2.10E+11 | 8.08E+10 | 7850 | 1 | 0.02 | 135 | 2.10E+11 | 8.08E+10 | 1 | 1 | 0.02 | 135 | -20.698 | -3.05 | -12 | 1 | 0 | 135 | 133 | 32 | 3 | 3 | 1 | 0 | 1 | 3 | 1 | TRUE | 219 | -3.94 | 0 | 6.06 | 1 | 0 | 253 | 200 | 122 | 3 | 3 | 1 | 0 | 2 | 1 | 1 | TRUE
3 | 136 | -12 | -18.283 | -4.444 | 0 |  | 1 | 68.2 | 73 | 1 | 15 | Floater | No | 0 | 4.642e-05 | 0 | 0 | 1182000000 | 1182000000 | 1875000000 | 1875000000 | 0 | 0 | 909900000 | 1.126e-05 | 9748000000 | 0.65 | N/A | Yes | BEM | Hydrodynamics | (with | Morison | drag) | 0 | 0 | 0 | 136 | -18.283 | -4.444 | -12 | 1 | 0 | 0 | 0 | 0 | [13 empty] | 136 | 47 | 147 | 136 | 136 | 1c | 0 | 0 | 136 | 2.10E+11 | 8.08E+10 | 7850 | 1 | 0.02 | 136 | 2.10E+11 | 8.08E+10 | 1 | 1 | 0.02 | 136 | -18.283 | -4.444 | -12 | 1 | 0 | 136 | 47 | 147 | 3 | 3 | 1 | 0 | 1 | 3 | 1 | TRUE | 220 | -3.94 | 0 | -11.05 | 1 | 0 | 254 | 67 | 201 | 3 | 3 | 1 | 0 | 2 | 1 | 1 | TRUE
4 | 137 | -12 | -14.915 | -6.389 | 0 |  | 1 | 69.1 | 74 | 1 | 15 | Floater | No | 0 | 4.642e-05 | 0 | 0 | 1182000000 | 1182000000 | 1875000000 | 1875000000 | 0 | 0 | 909900000 | 1.126e-05 | 9748000000 | 0.65 | N/A | Yes | BEM | Hydrodynamics | (with | Morison | drag) | 0 | 0 | 0 | 137 | -14.915 | -6.389 | -12 | 1 | 0 | 0 | 0 | 0 | 69 | 74 | 75 | 69 | 69 | 1c | 0 | 69 | 2.10E+11 | 8.08E+10 | 7850 | 1 | 0.015 | 137 | 147 | 148 | 137 | 137 | 1c | 0 | 0 | 137 | 2.10E+11 | 8.08E+10 | 7850 | 1 | 0.02 | 137 | 2.10E+11 | 8.08E+10 | 1 | 1 | 0.02 | 137 | -14.915 | -6.389 | -12 | 1 | 0 | 137 | 147 | 148 | 3 | 3 | 1 | 0 | 1 | 3 | 1 | TRUE | 221 | 1.97 | -3.412 | 6.06 | 1 | 0 | 255 | 201 | 202 | 3 | 3 | 1 | 0 | 2 | 1 | 1 | TRUE
5 | 138 | -12 | -11.547 | -8.333 | 0 |  | 1 | 69.2 | 75 | 1 | 15 | Floater | No | 0 | 4.642e-05 | 0 | 0 | 1182000000 | 1182000000 | 1875000000 | 1875000000 | 0 | 0 | 909900000 | 1.126e-05 | 9748000000 | 0.65 | N/A | Yes | BEM | Hydrodynamics | (with | Morison | drag) | 0 | 0 | 0 | 138 | -11.547 | -8.333 | -12 | 1 | 0 | 0 | 0 | 0 | [13 empty] | 138 | 148 | 149 | 138 | 138 | 1c | 0 | 0 | 138 | 2.10E+11 | 8.08E+10 | 7850 | 1 | 0.02 | 138 | 2.10E+11 | 8.08E+10 | 1 | 1 | 0.02 | 138 | -11.547 | -8.333 | -12 | 1 | 0 | 138 | 148 | 149 | 3 | 3 | 1 | 0 | 1 | 3 | 1 | TRUE | 222 | 1.97 | -3.412 | -11.05 | 1 | 0 | 256 | 202 | 127 | 3 | 3 | 1 | 0 | 2 | 1 | 1 | TRUE
6 | 139 | -12 | -6.916 | -11.007 | 0 |  |  | 70.1 | 75 | 1 | 15 | Floater | No | 0 | 4.642e-05 | 0 | 0 | 1182000000 | 1182000000 | 1875000000 | 1875000000 | 0 | 0 | 909900000 | 1.126e-05 | 9748000000 | 0.65 | N/A | Yes | BEM | Hydrodynamics | (with | Morison | drag) | 0 | 0 | 0 | 139 | -6.916 | -11.007 | -12 | 1 | 0 | 0 | 0 | 0 | 70 | 75 | 76 | 70 | 70 | 1c | 0 | 70 | 2.10E+11 | 8.08E+10 | 7850 | 1 | 0.015 | 139 | 149 | 150 | 139 | 139 | 1c | 0 | 0 | 139 | 2.10E+11 | 8.08E+10 | 7850 | 1 | 0.02 | 139 | 2.10E+11 | 8.08E+10 | 1 | 1 | 0.02 | 139 | -6.916 | -11.007 | -12 | 1 | 0 | 139 | 149 | 150 | 3 | 3 | 1 | 0 | 1 | 3 | 1 | TRUE | 229 | 0 | 0 | 12 | 1 | 0 | 257 | 72 | 203 | 3 | 3 | 1 | 0 | 2 | 1 | 1 | TRUE
7 | 140 | -12 | -6.495 | -11.25 | 0 |  |  | 70.2 | 76 | 1 | 15 | Floater | No | 0 | 4.642e-05 | 0 | 0 | 1182000000 | 1182000000 | 1875000000 | 1875000000 | 0 | 0 | 909900000 | 1.126e-05 | 9748000000 | 0.65 | N/A | Yes | BEM | Hydrodynamics | (with | Morison | drag) | 0 | 0 | 0 | 140 | -6.495 | -11.25 | -12 | 1 | 0 | 0 | 0 | 0 | [13 empty] | 140 | 150 | 151 | 140 | 140 | 1c | 0 | 0 | 140 | 2.10E+11 | 8.08E+10 | 7850 | 1 | 0.02 | 140 | 2.10E+11 | 8.08E+10 | 1 | 1 | 0.02 | 140 | -6.495 | -11.25 | -12 | 1 | 0 | 140 | 150 | 151 | 3 | 3 | 1 | 0 | 1 | 3 | 1 | TRUE | 265 | 9.94 | 17.217 | 5.04 | 1 | 0 | 258 | 203 | 204 | 3 | 3 | 1 | 0 | 2 | 1 | 1 | TRUE
8 | 141 | -12 | -6.074 | -11.493 | 0 |  |  | 71.1 | 76 | 1 | 15 | Floater | No | 0 | 4.642e-05 | 0 | 0 | 1182000000 | 1182000000 | 1875000000 | 1875000000 | 0 | 0 | 909900000 | 1.126e-05 | 9748000000 | 0.65 | N/A | Yes | BEM | Hydrodynamics | (with | Morison | drag) | 0 | 0 | 0 | 141 | -6.074 | -11.493 | -12 | 1 | 0 | 0 | 0 | 0 | 71 | 76 | 77 | 71 | 71 | 1c | 0 | 71 | 2.10E+11 | 8.08E+10 | 7850 | 1 | 0.015 | 141 | 151 | 152 | 141 | 141 | 1c | 0 | 0 | 141 | 2.10E+11 | 8.08E+10 | 7850 | 1 | 0.02 | 141 | 2.10E+11 | 8.08E+10 | 1 | 1 | 0.02 | 141 | -6.074 | -11.493 | -12 | 1 | 0 | 141 | 151 | 152 | 3 | 3 | 1 | 0 | 1 | 3 | 1 | TRUE | 266 | 9.94 | 17.217 | -8.76 | 1 | 0 | 259 | 204 | 132 | 3 | 3 | 1 | 0 | 2 | 1 | 1 | TRUE
9 | 142 | -12 | -1.443 | -14.167 | 0 |  | 1 | 71.2 | 77 | 1 | 15 | Floater | No | 0 | 4.642e-05 | 0 | 0 | 1182000000 | 1182000000 | 1875000000 | 1875000000 | 0 | 0 | 909900000 | 1.126e-05 | 9748000000 | 0.65 | N/A | Yes | BEM | Hydrodynamics | (with | Morison | drag) | 0 | 0 | 0 | 142 | -1.443 | -14.167 | -12 | 1 | 0 | 0 | 0 | 0 | [13 empty] | 142 | 152 | 153 | 142 | 142 | 1c | 0 | 0 | 142 | 2.10E+11 | 8.08E+10 | 7850 | 1 | 0.02 | 142 | 2.10E+11 | 8.08E+10 | 1 | 1 | 0.02 | 142 | -1.443 | -14.167 | -12 | 1 | 0 | 142 | 152 | 153 | 3 | 3 | 1 | 0 | 1 | 3 | 1 | TRUE | 267 | -19.881 | 0 | 5.04 | 1 | 0 | 260 | 75 | 205 | 3 | 3 | 1 | 0 | 2 | 1 | 1 | TRUE
10 | 143 | -12 | 1.925 | -16.111 | 0 |  | 1 | 72.1 | 77 | 1 | 15 | Floater | No | 0 | 4.642e-05 | 0 | 0 | 1182000000 | 1182000000 | 1875000000 | 1875000000 | 0 | 0 | 909900000 | 1.126e-05 | 9748000000 | 0.65 | N/A | Yes | BEM | Hydrodynamics | (with | Morison | drag) | 0 | 0 | 0 | 143 | 1.925 | -16.111 | -12 | 1 | 0 | 0 | 0 | 0 | 72 | 77 | 78 | 72 | 72 | 1c | 0 | 72 | 2.10E+11 | 8.08E+10 | 7850 | 1 | 0.015 | 143 | 153 | 154 | 143 | 143 | 1c | 0 | 0 | 143 | 2.10E+11 | 8.08E+10 | 7850 | 1 | 0.02 | 143 | 2.10E+11 | 8.08E+10 | 1 | 1 | 0.02 | 143 | 1.925 | -16.111 | -12 | 1 | 0 | 143 | 153 | 154 | 3 | 3 | 1 | 0 | 1 | 3 | 1 | TRUE | 268 | -19.881 | 0 | -8.76 | 1 | 0 | 261 | 205 | 206 | 3 | 3 | 1 | 0 | 2 | 1 | 1 | TRUE
11 | 144 | -12 | 5.292 | -18.056 | 0 |  | 1 | 72.2 | 78 | 1 | 15 | Floater | No | 0 | 4.642e-05 | 0 | 0 | 1182000000 | 1182000000 | 1875000000 | 1875000000 | 0 | 0 | 909900000 | 1.126e-05 | 9748000000 | 0.65 | N/A | Yes | BEM | Hydrodynamics | (with | Morison | drag) | 0 | 0 | 0 | 144 | 5.292 | -18.056 | -12 | 1 | 0 | 0 | 0 | 0 | [13 empty] | 144 | 154 | 155 | 144 | 144 | 1c | 0 | 0 | 144 | 2.10E+11 | 8.08E+10 | 7850 | 1 | 0.02 | 144 | 2.10E+11 | 8.08E+10 | 1 | 1 | 0.02 | 144 | 5.292 | -18.056 | -12 | 1 | 0 | 144 | 154 | 155 | 3 | 3 | 1 | 0 | 1 | 3 | 1 | TRUE | 269 | 9.94 | -17.217 | 5.04 | 1 | 0 | 262 | 206 | 135 | 3 | 3 | 1 | 0 | 2 | 1 | 1 | TRUE
12 | 145 | -12 | 7.708 | -19.45 | 0 |  |  | 73.1 | 78 | 1 | 15 | Floater | No | 0 | 4.642e-05 | 0 | 0 | 1182000000 | 1182000000 | 1875000000 | 1875000000 | 0 | 0 | 909900000 | 1.126e-05 | 9748000000 | 0.65 | N/A | Yes | BEM | Hydrodynamics | (with | Morison | drag) | 0 | 0 | 0 | 145 | 7.708 | -19.45 | -12 | 1 | 0 | 0 | 0 | 0 | 73 | 78 | 79 | 73 | 73 | 1c | 0 | 73 | 2.10E+11 | 8.08E+10 | 7850 | 1 | 0.015 | 145 | 155 | 156 | 145 | 145 | 1c | 0 | 0 | 145 | 2.10E+11 | 8.08E+10 | 7850 | 1 | 0.02 | 145 | 2.10E+11 | 8.08E+10 | 1 | 1 | 0.02 | 145 | 7.708 | -19.45 | -12 | 1 | 0 | 145 | 155 | 156 | 3 | 3 | 1 | 0 | 1 | 3 | 1 | TRUE | 270 | 9.94 | -17.217 | -8.76 | 1 | 0 | 263 | 80 | 207 | 3 | 3 | 1 | 0 | 2 | 1 | 1 | TRUE
13 | 146 | -12 | 8.66 | -20 | 0 |  |  | 73.2 | 79 | 1 | 15 | Floater | No | 0 | 4.642e-05 | 0 | 0 | 1182000000 | 1182000000 | 1875000000 | 1875000000 | 0 | 0 | 909900000 | 1.126e-05 | 9748000000 | 0.65 | N/A | Yes | BEM | Hydrodynamics | (with | Morison | drag) | 0 | 0 | 0 | 146 | 8.66 | -20 | -12 | 1 | 0 | 0 | 0 | 0 | [13 empty] | 146 | 156 | 157 | 146 | 146 | 1c | 0 | 0 | 146 | 2.10E+11 | 8.08E+10 | 7850 | 1 | 0.02 | 146 | 2.10E+11 | 8.08E+10 | 1 | 1 | 0.02 | 146 | 8.66 | -20 | -12 | 1 | 0 | 146 | 156 | 157 | 3 | 3 | 1 | 0 | 1 | 3 | 1 | TRUE | 271 | 1.97 | 3.412 | 8.5 | 1 | 0 | 264 | 207 | 208 | 3 | 3 | 1 | 0 | 2 | 1 | 1 | TRUE | [6 empty] | - | [ | 6417309 | 0 | 0 | 0 | -1274886 | 1.894872E+04]
1 | 147 | -12 | 12.99 | -17.5 | 0 |  |  | 74.1 | 79 | 1 | 15 | Floater | No | 0 | 4.642e-05 | 0 | 0 | 1182000000 | 1182000000 | 1875000000 | 1875000000 | 0 | 0 | 909900000 | 1.126e-05 | 9748000000 | 0.65 | N/A | Yes | BEM | Hydrodynamics | (with | Morison | drag) | 0 | 0 | 0 | 147 | 12.99 | -17.5 | -12 | 1 | 0 | 0 | 0 | 0 | 74 | 79 | 80 | 74 | 74 | 1c | 0 | 74 | 2.10E+11 | 8.08E+10 | 7850 | 1 | 0.015 | 147 | 157 | 158 | 147 | 147 | 1c | 0 | 0 | 147 | 2.10E+11 | 8.08E+10 | 7850 | 1 | 0.02 | 147 | 2.10E+11 | 8.08E+10 | 1 | 1 | 0.02 | 147 | 12.99 | -17.5 | -12 | 1 | 0 | 147 | 157 | 158 | 3 | 3 | 1 | 0 | 1 | 3 | 1 | TRUE | 272 | -3.94 | 0 | 8.5 | 1 | 0 | 265 | 208 | 140 | 3 | 3 | 1 | 0 | 2 | 1 | 1 | TRUE | [6 empty] | - | [ | 0 | 6417309 | 0 | 1274886 | 0 | 5.631784E+02]
2 | 148 | -12 | 12.99 | -16.4 | 0 |  |  | 74.2 | 80 | 1 | 15 | Floater | No | 0 | 4.642e-05 | 0 | 0 | 1182000000 | 1182000000 | 1875000000 | 1875000000 | 0 | 0 | 909900000 | 1.126e-05 | 9748000000 | 0.65 | N/A | Yes | BEM | Hydrodynamics | (with | Morison | drag) | 0 | 0 | 0 | 148 | 12.99 | -16.4 | -12 | 1 | 0 | 0 | 0 | 0 | [13 empty] | 148 | 158 | 159 | 148 | 148 | 1c | 0 | 0 | 148 | 2.10E+11 | 8.08E+10 | 7850 | 1 | 0.02 | 148 | 2.10E+11 | 8.08E+10 | 1 | 1 | 0.02 | 148 | 12.99 | -16.4 | -12 | 1 | 0 | 148 | 158 | 159 | 3 | 3 | 1 | 0 | 1 | 3 | 1 | TRUE | 273 | 1.97 | -3.412 | 8.5 | 1 | 0 | 266 | 85 | 209 | 3 | 3 | 1 | 0 | 2 | 1 | 1 | TRUE | [6 empty] | - | [ | 0 | 0 | 6417309 | -18948.72 | -563.1784 | 0.000000E+00]
3 | 149 | -12 | 12.99 | -13.611 | 0 |  | 1 | 75.1 | 80 | 1 | 15 | Floater | No | 0 | 4.642e-05 | 0 | 0 | 1182000000 | 1182000000 | 1875000000 | 1875000000 | 0 | 0 | 909900000 | 1.126e-05 | 9748000000 | 0.65 | N/A | Yes | BEM | Hydrodynamics | (with | Morison | drag) | 0 | 0 | 0 | 149 | 12.99 | -13.611 | -12 | 1 | 0 | 0 | 0 | 0 | 75 | 80 | 81 | 75 | 75 | 1c | 0 | 75 | 2.10E+11 | 8.08E+10 | 7850 | 1 | 0.015 | 149 | 159 | 17 | 149 | 149 | 1c | 0 | 0 | 149 | 2.10E+11 | 8.08E+10 | 7850 | 1 | 0.02 | 149 | 2.10E+11 | 8.08E+10 | 1 | 1 | 0.02 | 149 | 12.99 | -13.611 | -12 | 1 | 0 | 149 | 159 | 17 | 3 | 3 | 1 | 0 | 1 | 3 | 1 | TRUE | 274 | 9.94 | 17.217 | -11.5 | 1 | 0 | 267 | 209 | 210 | 3 | 3 | 1 | 0 | 2 | 1 | 1 | TRUE | [6 empty] | - | [ | 0 | 1274886 | -18948.72 | 1722712000 | 184896.1 | -9.402080E+04]
4 | 150 | -12 | 12.99 | -9.722 | 0 |  | 1 | 75.2 | 81 | 1 | 15 | Floater | No | 0 | 4.642e-05 | 0 | 0 | 1182000000 | 1182000000 | 1875000000 | 1875000000 | 0 | 0 | 909900000 | 1.126e-05 | 9748000000 | 0.65 | N/A | Yes | BEM | Hydrodynamics | (with | Morison | drag) | 0 | 0 | 0 | 150 | 12.99 | -9.722 | -12 | 1 | 0 | 0 | 0 | 0 | [13 empty] | 150 | 17 | 160 | 150 | 150 | 1c | 0 | 0 | 150 | 2.10E+11 | 8.08E+10 | 7850 | 1.3 | 0.02 | 150 | 2.10E+11 | 8.08E+10 | 1 | 1.3 | 0.02 | 150 | 12.99 | -9.722 | -12 | 1 | 0 | 150 | 17 | 160 | 3 | 3 | 1 | 0 | 1 | 3 | 1 | TRUE | 275 | -19.881 | 0 | -11.5 | 1 | 0 | 268 | 210 | 145 | 3 | 3 | 1 | 0 | 2 | 1 | 1 | TRUE | [6 empty] | - | [ | -1274886 | 0 | -563.1784 | 184896.1 | 1722425000 | 4.984508E+04]
5 | 151 | -12 | 12.99 | -5.833 | 0 |  | 1 | 76.1 | 81 | 1 | 15 | Floater | No | 0 | 4.642e-05 | 0 | 0 | 1182000000 | 1182000000 | 1875000000 | 1875000000 | 0 | 0 | 909900000 | 1.126e-05 | 9748000000 | 0.65 | N/A | Yes | BEM | Hydrodynamics | (with | Morison | drag) | 0 | 0 | 0 | 151 | 12.99 | -5.833 | -12 | 1 | 0 | 0 | 0 | 0 | 76 | 81 | 82 | 76 | 76 | 1c | 0 | 76 | 2.10E+11 | 8.08E+10 | 7850 | 1 | 0.015 | 151 | 160 | 161 | 151 | 151 | 1c | 0 | 0 | 151 | 2.10E+11 | 8.08E+10 | 7850 | 1.3 | 0.02 | 151 | 2.10E+11 | 8.08E+10 | 1 | 1.3 | 0.02 | 151 | 12.99 | -5.833 | -12 | 1 | 0 | 151 | 160 | 161 | 3 | 3 | 1 | 0 | 1 | 3 | 1 | TRUE | 276 | 9.94 | -17.217 | -11.5 | 1 | 0 | 269 | 88 | 211 | 3 | 3 | 1 | 0 | 2 | 1 | 1 | TRUE | [6 empty] | - | [ | 18948.72 | 563.1784 | 0 | -94020.8 | 49845.08 | 3608445000
6 | 152 | -12 | 12.99 | -0.486 | 0 |  |  | 76.2 | 82 | 1 | 15 | Floater | No | 0 | 4.642e-05 | 0 | 0 | 1182000000 | 1182000000 | 1875000000 | 1875000000 | 0 | 0 | 909900000 | 1.126e-05 | 9748000000 | 0.65 | N/A | Yes | BEM | Hydrodynamics | (with | Morison | drag) | 0 | 0 | 0 | 152 | 12.99 | -0.486 | -12 | 1 | 0 | 0 | 0 | 0 | [13 empty] | 152 | 161 | 162 | 152 | 152 | 1c | 0 | 0 | 152 | 2.10E+11 | 8.08E+10 | 7850 | 1.3 | 0.02 | 152 | 2.10E+11 | 8.08E+10 | 1 | 1.3 | 0.02 | 152 | 12.99 | -0.486 | -12 | 1 | 0 | 152 | 161 | 162 | 3 | 3 | 1 | 0 | 1 | 3 | 1 | TRUE | 277 | -19.881 | 0 | -7.16 | 1 | 0 | 270 | 211 | 212 | 3 | 3 | 1 | 0 | 2 | 1 | 1 | TRUE
7 | 153 | -12 | 12.99 | 0 | 0 |  |  | 77.1 | 82 | 1 | 15 | Floater | No | 0 | 4.642e-05 | 0 | 0 | 1182000000 | 1182000000 | 1875000000 | 1875000000 | 0 | 0 | 909900000 | 1.126e-05 | 9748000000 | 0.65 | N/A | Yes | BEM | Hydrodynamics | (with | Morison | drag) | 0 | 0 | 0 | 153 | 12.99 | 0 | -12 | 1 | 0 | 0 | 0 | 0 | 77 | 82 | 83 | 77 | 77 | 1c | 0 | 77 | 2.10E+11 | 8.08E+10 | 7850 | 1 | 0.015 | 153 | 162 | 163 | 153 | 153 | 1c | 0 | 0 | 153 | 2.10E+11 | 8.08E+10 | 7850 | 1.3 | 0.02 | 153 | 2.10E+11 | 8.08E+10 | 1 | 1.3 | 0.02 | 153 | 12.99 | 0 | -12 | 1 | 0 | 153 | 162 | 163 | 3 | 3 | 1 | 0 | 1 | 3 | 1 | TRUE | 278 | 9.94 | 17.217 | -7.16 | 1 | 0 | 271 | 212 | 148 | 3 | 3 | 1 | 0 | 2 | 1 | 1 | TRUE | [8 empty] | 5582177 | 0 | 0 | 0 | 115873.6 | 2.4139
8 | 154 | -12 | 12.99 | 0.486 | 0 |  |  | 77.2 | 83 | 1 | 15 | Floater | No | 0 | 4.642e-05 | 0 | 0 | 1182000000 | 1182000000 | 1875000000 | 1875000000 | 0 | 0 | 909900000 | 1.126e-05 | 9748000000 | 0.65 | N/A | Yes | BEM | Hydrodynamics | (with | Morison | drag) | 0 | 0 | 0 | 154 | 12.99 | 0.486 | -12 | 1 | 0 | 0 | 0 | 0 | [13 empty] | 154 | 163 | 164 | 154 | 154 | 1c | 0 | 0 | 154 | 2.10E+11 | 8.08E+10 | 7850 | 1.3 | 0.02 | 154 | 2.10E+11 | 8.08E+10 | 1 | 1.3 | 0.02 | 154 | 12.99 | 0.486 | -12 | 1 | 0 | 154 | 163 | 164 | 3 | 3 | 1 | 0 | 1 | 3 | 1 | TRUE | 279 | 9.94 | -17.217 | -7.16 | 1 | 0 | 272 | 93 | 213 | 3 | 3 | 1 | 0 | 2 | 1 | 1 | TRUE | [8 empty] | 0 | 5582177 | 0 | -115873.6 | 0 | 0.071744
9 | 155 | -12 | 12.99 | 5.833 | 0 |  | 1 | 78.1 | 83 | 1 | 15 | Floater | No | 0 | 4.642e-05 | 0 | 0 | 1182000000 | 1182000000 | 1875000000 | 1875000000 | 0 | 0 | 909900000 | 1.126e-05 | 9748000000 | 0.65 | N/A | Yes | BEM | Hydrodynamics | (with | Morison | drag) | 0 | 0 | 0 | 155 | 12.99 | 5.833 | -12 | 1 | 0 | 0 | 0 | 0 | 78 | 83 | 84 | 78 | 78 | 1c | 0 | 78 | 2.10E+11 | 8.08E+10 | 7850 | 1 | 0.015 | 155 | 164 | 165 | 155 | 155 | 1c | 0 | 0 | 155 | 2.10E+11 | 8.08E+10 | 7850 | 1.3 | 0.02 | 155 | 2.10E+11 | 8.08E+10 | 1 | 1.3 | 0.02 | 155 | 12.99 | 5.833 | -12 | 1 | 0 | 155 | 164 | 165 | 3 | 3 | 1 | 0 | 1 | 3 | 1 | TRUE | 280 | 1.97 | -3.412 | 4 | 1 | 0 | 273 | 213 | 214 | 3 | 3 | 1 | 0 | 2 | 1 | 1 | TRUE | [8 empty] | 0 | 0 | 5582177 | -2.4138 | -0.071738 | 0
10 | 156 | -12 | 12.99 | 9.722 | 0 |  | 1 | 78.2 | 84 | 1 | 15 | Floater | No | 0 | 4.642e-05 | 0 | 0 | 1182000000 | 1182000000 | 1875000000 | 1875000000 | 0 | 0 | 909900000 | 1.126e-05 | 9748000000 | 0.65 | N/A | Yes | BEM | Hydrodynamics | (with | Morison | drag) | 0 | 0 | 0 | 156 | 12.99 | 9.722 | -12 | 1 | 0 | 0 | 0 | 0 | [13 empty] | 156 | 165 | 166 | 156 | 156 | 1c | 0 | 0 | 156 | 2.10E+11 | 8.08E+10 | 7850 | 1.3 | 0.02 | 156 | 2.10E+11 | 8.08E+10 | 1 | 1.3 | 0.02 | 156 | 12.99 | 9.722 | -12 | 1 | 0 | 156 | 165 | 166 | 3 | 3 | 1 | 0 | 1 | 3 | 1 | TRUE | 281 | 1.97 | -3.412 | -9.45 | 1 | 0 | 274 | 214 | 153 | 3 | 3 | 1 | 0 | 2 | 1 | 1 | TRUE | [8 empty] | 0 | -115873.6 | -2.4138 | 1484373000 | 23.5531 | -11.9772
11 | 157 | -12 | 12.99 | 13.611 | 0 |  | 1 | 79.1 | 84 | 1 | 15 | Floater | No | 0 | 4.642e-05 | 0 | 0 | 1182000000 | 1182000000 | 1875000000 | 1875000000 | 0 | 0 | 909900000 | 1.126e-05 | 9748000000 | 0.65 | N/A | Yes | BEM | Hydrodynamics | (with | Morison | drag) | 0 | 0 | 0 | 157 | 12.99 | 13.611 | -12 | 1 | 0 | 0 | 0 | 0 | 79 | 84 | 85 | 79 | 79 | 1c | 0 | 79 | 2.10E+11 | 8.08E+10 | 7850 | 1 | 0.015 | 157 | 166 | 2 | 157 | 157 | 1c | 0 | 0 | 157 | 2.10E+11 | 8.08E+10 | 7850 | 1.3 | 0.02 | 157 | 2.10E+11 | 8.08E+10 | 1 | 1.3 | 0.02 | 157 | 12.99 | 13.611 | -12 | 1 | 0 | 157 | 166 | 2 | 3 | 3 | 1 | 0 | 1 | 3 | 1 | TRUE | 282 | -3.94 | 0 | 4 | 1 | 0 | 275 | 98 | 215 | 3 | 3 | 1 | 0 | 2 | 1 | 1 | TRUE | [8 empty] | 115873.6 | 0 | -0.071738 | 23.5531 | 1484103000 | 6.3497
12 | 158 | -12 | 12.99 | 16.4 | 0 |  |  | 79.2 | 85 | 1 | 15 | Floater | No | 0 | 4.642e-05 | 0 | 0 | 1182000000 | 1182000000 | 1875000000 | 1875000000 | 0 | 0 | 909900000 | 1.126e-05 | 9748000000 | 0.65 | N/A | Yes | BEM | Hydrodynamics | (with | Morison | drag) | 0 | 0 | 0 | 158 | 12.99 | 16.4 | -12 | 1 | 0 | 0 | 0 | 0 | [13 empty] | 158 | 2 | 167 | 158 | 158 | 1c | 0 | 0 | 158 | 2.10E+11 | 8.08E+10 | 7850 | 1.3 | 0.02 | 158 | 2.10E+11 | 8.08E+10 | 1 | 1.3 | 0.02 | 158 | 12.99 | 16.4 | -12 | 1 | 0 | 158 | 2 | 167 | 3 | 3 | 1 | 0 | 1 | 3 | 1 | TRUE | 283 | -3.94 | 0 | -9.45 | 1 | 0 | 276 | 215 | 216 | 3 | 3 | 1 | 0 | 2 | 1 | 1 | TRUE | [8 empty] | 2.4139 | 0.071744 | 0 | -11.9772 | 6.3497 | 3246346000
13 | 159 | -12 | 12.99 | 17.5 | 0 |  |  | 80.1 | 85 | 1 | 15 | Floater | No | 0 | 4.642e-05 | 0 | 0 | 1182000000 | 1182000000 | 1875000000 | 1875000000 | 0 | 0 | 909900000 | 1.126e-05 | 9748000000 | 0.65 | N/A | Yes | BEM | Hydrodynamics | (with | Morison | drag) | 0 | 0 | 0 | 159 | 12.99 | 17.5 | -12 | 1 | 0 | 0 | 0 | 0 | 80 | 85 | 86 | 80 | 80 | 1c | 0 | 80 | 2.10E+11 | 8.08E+10 | 7850 | 1 | 0.015 | 159 | 167 | 168 | 159 | 159 | 1c | 0 | 0 | 159 | 2.10E+11 | 8.08E+10 | 7850 | 1.3 | 0.02 | 159 | 2.10E+11 | 8.08E+10 | 1 | 1.3 | 0.02 | 159 | 12.99 | 17.5 | -12 | 1 | 0 | 159 | 167 | 168 | 3 | 3 | 1 | 0 | 1 | 3 | 1 | TRUE | 284 | 1.97 | 3.412 | 4 | 1 | 0 | 277 | 216 | 158 | 3 | 3 | 1 | 0 | 2 | 1 | 1 | TRUE
1 | 160 | -12 | 10.49 | 18.17 | 0 |  |  | 80.2 | 86 | 1 | 15 | Floater | No | 0 | 4.642e-05 | 0 | 0 | 1182000000 | 1182000000 | 1875000000 | 1875000000 | 0 | 0 | 909900000 | 1.126e-05 | 9748000000 | 0.65 | N/A | Yes | BEM | Hydrodynamics | (with | Morison | drag) | 0 | 0 | 0 | 160 | 10.49 | 18.17 | -12 | 1 | 0 | 0 | 0 | 0 | [13 empty] | 160 | 168 | 169 | 160 | 160 | 1c | 0 | 0 | 160 | 2.10E+11 | 8.08E+10 | 7850 | 1.3 | 0.02 | 160 | 2.10E+11 | 8.08E+10 | 1 | 1.3 | 0.02 | 160 | 10.49 | 18.17 | -12 | 1 | 0 | 160 | 168 | 169 | 3 | 3 | 1 | 0 | 1 | 3 | 1 | TRUE | 285 | 1.97 | 3.412 | -9.45 | 1 | 0 | 278 | 271 | 217 | 3 | 3 | 1 | 0 | 2 | 1 | 1 | TRUE | [8 empty] | 835132 | 0 | 0 | 0 | -1390759.6 | #VALUE!
2 | 161 | -12 | 9.94 | 17.217 | 0 |  |  | 81.1 | 87 | 1 | 15 | Floater | No | 0 | 4.642e-05 | 0 | 0 | 1182000000 | 1182000000 | 1875000000 | 1875000000 | 0 | 0 | 909900000 | 1.126e-05 | 9748000000 | 0.65 | N/A | Yes | BEM | Hydrodynamics | (with | Morison | drag) | 0 | 0 | 0 | 161 | 9.94 | 17.217 | -12 | 1 | 0 | 0 | 0 | 0 | 81 | 87 | 88 | 81 | 81 | 1c | 0 | 81 | 2.10E+11 | 8.08E+10 | 7850 | 1 | 0.015 | 161 | 169 | 170 | 161 | 161 | 1c | 0 | 0 | 161 | 2.10E+11 | 8.08E+10 | 7850 | 1.3 | 0.02 | 161 | 2.10E+11 | 8.08E+10 | 1 | 1.3 | 0.02 | 161 | 9.94 | 17.217 | -12 | 1 | 0 | 161 | 169 | 170 | 3 | 3 | 1 | 0 | 1 | 3 | 1 | TRUE | [6 empty] | 279 | 217 | 284 | 3 | 3 | 1 | 0 | 2 | 1 | 1 | TRUE | [8 empty] | 0 | 835132 | 0 | 1390759.6 | 0 | #VALUE!
3 | 162 | -12 | 8.149 | 14.115 | 0 |  | 1 | 81.2 | 88 | 1 | 15 | Floater | No | 0 | 4.642e-05 | 0 | 0 | 1182000000 | 1182000000 | 1875000000 | 1875000000 | 0 | 0 | 909900000 | 1.126e-05 | 9748000000 | 0.65 | N/A | Yes | BEM | Hydrodynamics | (with | Morison | drag) | 0 | 0 | 0 | 162 | 8.149 | 14.115 | -12 | 1 | 0 | 0 | 0 | 0 | [13 empty] | 162 | 170 | 171 | 162 | 162 | 1c | 0 | 0 | 162 | 2.10E+11 | 8.08E+10 | 7850 | 1.3 | 0.02 | 162 | 2.10E+11 | 8.08E+10 | 1 | 1.3 | 0.02 | 162 | 8.149 | 14.115 | -12 | 1 | 0 | 162 | 170 | 171 | 3 | 3 | 1 | 0 | 1 | 3 | 1 | TRUE | [6 empty] | 280 | 218 | 165 | 3 | 3 | 1 | 0 | 2 | 1 | 1 | TRUE | [8 empty] | 0 | 0 | 835132 | -18946.3062 | -563.1067 | #VALUE!
4 | 163 | -12 | 5.808 | 10.059 | 0 |  | 1 | 82.1 | 88 | 1 | 15 | Floater | No | 0 | 4.642e-05 | 0 | 0 | 1182000000 | 1182000000 | 1875000000 | 1875000000 | 0 | 0 | 909900000 | 1.126e-05 | 9748000000 | 0.65 | N/A | Yes | BEM | Hydrodynamics | (with | Morison | drag) | 0 | 0 | 0 | 163 | 5.808 | 10.059 | -12 | 1 | 0 | 0 | 0 | 0 | 82 | 88 | 89 | 82 | 82 | 1c | 0 | 82 | 2.10E+11 | 8.08E+10 | 7850 | 1 | 0.015 | 163 | 171 | 172 | 163 | 163 | 1c | 0 | 0 | 163 | 2.10E+11 | 8.08E+10 | 7850 | 1.3 | 0.02 | 163 | 2.10E+11 | 8.08E+10 | 1 | 1.3 | 0.02 | 163 | 5.808 | 10.059 | -12 | 1 | 0 | 163 | 171 | 172 | 3 | 3 | 1 | 0 | 1 | 3 | 1 | TRUE | [6 empty] | 281 | 272 | 219 | 3 | 3 | 1 | 0 | 2 | 1 | 1 | TRUE | [8 empty] | 0 | 1390759.6 | -18946.3062 | 238339000 | 184872.5469 | #VALUE!
5 | 164 | -12 | 3.466 | 6.004 | 0 |  | 1 | 82.2 | 89 | 1 | 15 | Floater | No | 0 | 4.642e-05 | 0 | 0 | 1182000000 | 1182000000 | 1875000000 | 1875000000 | 0 | 0 | 909900000 | 1.126e-05 | 9748000000 | 0.65 | N/A | Yes | BEM | Hydrodynamics | (with | Morison | drag) | 0 | 0 | 0 | 164 | 3.466 | 6.004 | -12 | 1 | 0 | 0 | 0 | 0 | [13 empty] | 164 | 172 | 173 | 164 | 164 | 1c | 0 | 0 | 164 | 2.10E+11 | 8.08E+10 | 7850 | 1.3 | 0.02 | 164 | 2.10E+11 | 8.08E+10 | 1 | 1.3 | 0.02 | 164 | 3.466 | 6.004 | -12 | 1 | 0 | 164 | 172 | 173 | 3 | 3 | 1 | 0 | 1 | 3 | 1 | TRUE | [6 empty] | 282 | 219 | 282 | 3 | 3 | 1 | 0 | 2 | 1 | 1 | TRUE | [8 empty] | -1390759.6 | 0 | -563.1067 | 184872.5469 | 238322000 | #VALUE!
6 | 165 | -12 | 1.97 | 3.412 | 0 |  |  | 83.1 | 89 | 1 | 15 | Floater | No | 0 | 4.642e-05 | 0 | 0 | 1182000000 | 1182000000 | 1875000000 | 1875000000 | 0 | 0 | 909900000 | 1.126e-05 | 9748000000 | 0.65 | N/A | Yes | BEM | Hydrodynamics | (with | Morison | drag) | 0 | 0 | 0 | 165 | 1.97 | 3.412 | -12 | 1 | 0 | 0 | 0 | 0 | 83 | 89 | 90 | 83 | 83 | 1c | 0 | 83 | 2.10E+11 | 8.08E+10 | 7850 | 1 | 0.015 | 165 | 173 | 32 | 165 | 165 | 1c | 0 | 0 | 165 | 2.10E+11 | 8.08E+10 | 7850 | 1.3 | 0.02 | 165 | 2.10E+11 | 8.08E+10 | 1 | 1.3 | 0.02 | 165 | 1.97 | 3.412 | -12 | 1 | 0 | 165 | 173 | 32 | 3 | 3 | 1 | 0 | 1 | 3 | 1 | TRUE | [6 empty] | 283 | 220 | 168 | 3 | 3 | 1 | 0 | 2 | 1 | 1 | TRUE | [8 empty] | 18946.3061 | 563.1067 | 0 | -94008.8228 | 49838.7303 | 362099000
7 | 166 | -12 | 1.25 | 2.17 | 0 |  |  | 83.2 | 90 | 1 | 15 | Floater | No | 0 | 4.642e-05 | 0 | 0 | 1182000000 | 1182000000 | 1875000000 | 1875000000 | 0 | 0 | 909900000 | 1.126e-05 | 9748000000 | 0.65 | N/A | Yes | BEM | Hydrodynamics | (with | Morison | drag) | 0 | 0 | 0 | 166 | 1.25 | 2.17 | -12 | 1 | 0 | 0 | 0 | 0 | [13 empty] | 166 | 2 | 174 | 166 | 166 | 1c | 0 | 0 | 166 | 2.10E+11 | 8.08E+10 | 7850 | 1.3 | 0.02 | 166 | 2.10E+11 | 8.08E+10 | 1 | 1.3 | 0.02 | 166 | 1.25 | 2.17 | -12 | 1 | 0 | 166 | 2 | 174 | 3 | 3 | 1 | 0 | 1 | 3 | 1 | TRUE | [6 empty] | 284 | 273 | 221 | 3 | 3 | 1 | 0 | 2 | 1 | 1 | TRUE
1 | 167 | -12 | -2.75 | 0 | 0 |  |  | 84.1 | 90 | 1 | 15 | Floater | No | 0 | 4.642e-05 | 0 | 0 | 1182000000 | 1182000000 | 1875000000 | 1875000000 | 0 | 0 | 909900000 | 1.126e-05 | 9748000000 | 0.65 | N/A | Yes | BEM | Hydrodynamics | (with | Morison | drag) | 0 | 0 | 0 | 167 | -2.75 | 0 | -12 | 1 | 0 | 0 | 0 | 0 | 84 | 90 | 91 | 84 | 84 | 1c | 0 | 84 | 2.10E+11 | 8.08E+10 | 7850 | 1 | 0.015 | 167 | 174 | 175 | 167 | 167 | 1c | 0 | 0 | 167 | 2.10E+11 | 8.08E+10 | 7850 | 1.3 | 0.02 | 167 | 2.10E+11 | 8.08E+10 | 1 | 1.3 | 0.02 | 167 | -2.75 | 0 | -12 | 1 | 0 | 167 | 174 | 175 | 3 | 3 | 1 | 0 | 1 | 3 | 1 | TRUE | [6 empty] | 285 | 221 | 280 | 3 | 3 | 1 | 0 | 2 | 1 | 1 | TRUE
2 | 168 | -12 | -3.94 | 0 | 0 |  |  | 84.2 | 91 | 1 | 15 | Floater | No | 0 | 4.642e-05 | 0 | 0 | 1182000000 | 1182000000 | 1875000000 | 1875000000 | 0 | 0 | 909900000 | 1.126e-05 | 9748000000 | 0.65 | N/A | Yes | BEM | Hydrodynamics | (with | Morison | drag) | 0 | 0 | 0 | 168 | -3.94 | 0 | -12 | 1 | 0 | 0 | 0 | 0 | [13 empty] | 168 | 175 | 176 | 168 | 168 | 1c | 0 | 0 | 168 | 2.10E+11 | 8.08E+10 | 7850 | 1.3 | 0.02 | 168 | 2.10E+11 | 8.08E+10 | 1 | 1.3 | 0.02 | 168 | -3.94 | 0 | -12 | 1 | 0 | 168 | 175 | 176 | 3 | 3 | 1 | 0 | 1 | 3 | 1 | TRUE | [6 empty] | 286 | 222 | 175 | 3 | 3 | 1 | 0 | 2 | 1 | 1 | TRUE
3 | 169 | -12 | -6.933 | 0 | 0 |  | 1 | 85.1 | 91 | 1 | 15 | Floater | No | 0 | 4.642e-05 | 0 | 0 | 1182000000 | 1182000000 | 1875000000 | 1875000000 | 0 | 0 | 909900000 | 1.126e-05 | 9748000000 | 0.65 | N/A | Yes | BEM | Hydrodynamics | (with | Morison | drag) | 0 | 0 | 0 | 169 | -6.933 | 0 | -12 | 1 | 0 | 0 | 0 | 0 | 85 | 91 | 92 | 85 | 85 | 1c | 0 | 85 | 2.10E+11 | 8.08E+10 | 7850 | 1 | 0.015 | 169 | 176 | 177 | 169 | 169 | 1c | 0 | 0 | 169 | 2.10E+11 | 8.08E+10 | 7850 | 1.3 | 0.02 | 169 | 2.10E+11 | 8.08E+10 | 1 | 1.3 | 0.02 | 169 | -6.933 | 0 | -12 | 1 | 0 | 169 | 176 | 177 | 3 | 3 | 1 | 0 | 1 | 3 | 1 | TRUE | [6 empty] | 287 | 101 | 265 | 3 | 3 | 1 | 0 | 2 | 1 | 1 | TRUE
4 | 170 | -12 | -11.615 | 0 | 0 |  | 1 | 85.2 | 92 | 1 | 15 | Floater | No | 0 | 4.642e-05 | 0 | 0 | 1182000000 | 1182000000 | 1875000000 | 1875000000 | 0 | 0 | 909900000 | 1.126e-05 | 9748000000 | 0.65 | N/A | Yes | BEM | Hydrodynamics | (with | Morison | drag) | 0 | 0 | 0 | 170 | -11.615 | 0 | -12 | 1 | 0 | 0 | 0 | 0 | [13 empty] | 170 | 177 | 178 | 170 | 170 | 1c | 0 | 0 | 170 | 2.10E+11 | 8.08E+10 | 7850 | 1.3 | 0.02 | 170 | 2.10E+11 | 8.08E+10 | 1 | 1.3 | 0.02 | 170 | -11.615 | 0 | -12 | 1 | 0 | 170 | 177 | 178 | 3 | 3 | 1 | 0 | 1 | 3 | 1 | TRUE | [6 empty] | 288 | 265 | 278 | 3 | 3 | 1 | 0 | 2 | 1 | 1 | TRUE
5 | 171 | -12 | -16.298 | 0 | 0 |  | 1 | 86.1 | 92 | 1 | 15 | Floater | No | 0 | 4.642e-05 | 0 | 0 | 1182000000 | 1182000000 | 1875000000 | 1875000000 | 0 | 0 | 909900000 | 1.126e-05 | 9748000000 | 0.65 | N/A | Yes | BEM | Hydrodynamics | (with | Morison | drag) | 0 | 0 | 0 | 171 | -16.298 | 0 | -12 | 1 | 0 | 0 | 0 | 0 | 86 | 92 | 93 | 86 | 86 | 1c | 0 | 86 | 2.10E+11 | 8.08E+10 | 7850 | 1 | 0.015 | 171 | 178 | 179 | 171 | 171 | 1c | 0 | 0 | 171 | 2.10E+11 | 8.08E+10 | 7850 | 1.3 | 0.02 | 171 | 2.10E+11 | 8.08E+10 | 1 | 1.3 | 0.02 | 171 | -16.298 | 0 | -12 | 1 | 0 | 171 | 178 | 179 | 3 | 3 | 1 | 0 | 1 | 3 | 1 | TRUE | [6 empty] | 289 | 266 | 274 | 3 | 3 | 1 | 0 | 2 | 1 | 1 | TRUE
6 | 172 | -12 | -19.881 | 0 | 0 |  |  | 86.2 | 93 | 1 | 15 | Floater | No | 0 | 4.642e-05 | 0 | 0 | 1182000000 | 1182000000 | 1875000000 | 1875000000 | 0 | 0 | 909900000 | 1.126e-05 | 9748000000 | 0.65 | N/A | Yes | BEM | Hydrodynamics | (with | Morison | drag) | 0 | 0 | 0 | 172 | -19.881 | 0 | -12 | 1 | 0 | 0 | 0 | 0 | [13 empty] | 172 | 179 | 180 | 172 | 172 | 1c | 0 | 0 | 172 | 2.10E+11 | 8.08E+10 | 7850 | 1.3 | 0.02 | 172 | 2.10E+11 | 8.08E+10 | 1 | 1.3 | 0.02 | 172 | -19.881 | 0 | -12 | 1 | 0 | 172 | 179 | 180 | 3 | 3 | 1 | 0 | 1 | 3 | 1 | TRUE | [6 empty] | 290 | 112 | 267 | 3 | 3 | 1 | 0 | 2 | 1 | 1 | TRUE
7 | 173 | -12 | -20.981 | 0 | 0 |  |  | 87.1 | 93 | 1 | 15 | Floater | No | 0 | 4.642e-05 | 0 | 0 | 1182000000 | 1182000000 | 1875000000 | 1875000000 | 0 | 0 | 909900000 | 1.126e-05 | 9748000000 | 0.65 | N/A | Yes | BEM | Hydrodynamics | (with | Morison | drag) | 0 | 0 | 0 | 173 | -20.981 | 0 | -12 | 1 | 0 | 0 | 0 | 0 | 87 | 93 | 94 | 87 | 87 | 1c | 0 | 87 | 2.10E+11 | 8.08E+10 | 7850 | 1 | 0.015 | 173 | 180 | 47 | 173 | 173 | 1c | 0 | 0 | 173 | 2.10E+11 | 8.08E+10 | 7850 | 1.3 | 0.02 | 173 | 2.10E+11 | 8.08E+10 | 1 | 1.3 | 0.02 | 173 | -20.981 | 0 | -12 | 1 | 0 | 173 | 180 | 47 | 3 | 3 | 1 | 0 | 1 | 3 | 1 | TRUE | [6 empty] | 291 | 267 | 277 | 3 | 3 | 1 | 0 | 2 | 1 | 1 | TRUE
1 | 174 | -12 | 1.25 | -2.17 | 0 |  |  | 87.2 | 94 | 1 | 15 | Floater | No | 0 | 4.642e-05 | 0 | 0 | 1182000000 | 1182000000 | 1875000000 | 1875000000 | 0 | 0 | 909900000 | 1.126e-05 | 9748000000 | 0.65 | N/A | Yes | BEM | Hydrodynamics | (with | Morison | drag) | 0 | 0 | 0 | 174 | 1.25 | -2.17 | -12 | 1 | 0 | 0 | 0 | 0 | [13 empty] | 174 | 32 | 134 | 174 | 174 | 1c | 0 | 0 | 174 | 2.10E+11 | 8.08E+10 | 7850 | 1 | 0.02 | 174 | 2.10E+11 | 8.08E+10 | 1 | 1 | 0.02 | 174 | 1.25 | -2.17 | -12 | 1 | 0 | 174 | 32 | 134 | 3 | 3 | 1 | 0 | 1 | 3 | 1 | TRUE | [6 empty] | 292 | 268 | 275 | 3 | 3 | 1 | 0 | 2 | 1 | 1 | TRUE
2 | 175 | -12 | 1.97 | -3.412 | 0 |  |  | 88.1 | 94 | 1 | 15 | Floater | No | 0 | 4.642e-05 | 0 | 0 | 1182000000 | 1182000000 | 1875000000 | 1875000000 | 0 | 0 | 909900000 | 1.126e-05 | 9748000000 | 0.65 | N/A | Yes | BEM | Hydrodynamics | (with | Morison | drag) | 0 | 0 | 0 | 175 | 1.97 | -3.412 | -12 | 1 | 0 | 0 | 0 | 0 | 88 | 94 | 95 | 88 | 88 | 1c | 0 | 88 | 2.10E+11 | 8.08E+10 | 7850 | 1 | 0.015 | 175 | 134 | 135 | 175 | 175 | 1c | 0 | 0 | 175 | 2.10E+11 | 8.08E+10 | 7850 | 1 | 0.02 | 175 | 2.10E+11 | 8.08E+10 | 1 | 1 | 0.02 | 175 | 1.97 | -3.412 | -12 | 1 | 0 | 175 | 134 | 135 | 3 | 3 | 1 | 0 | 1 | 3 | 1 | TRUE | [6 empty] | 293 | 119 | 269 | 3 | 3 | 1 | 0 | 2 | 1 | 1 | TRUE
3 | 176 | -12 | 3.466 | -6.004 | 0 |  | 1 | 88.2 | 95 | 1 | 15 | Floater | No | 0 | 4.642e-05 | 0 | 0 | 1182000000 | 1182000000 | 1875000000 | 1875000000 | 0 | 0 | 909900000 | 1.126e-05 | 9748000000 | 0.65 | N/A | Yes | BEM | Hydrodynamics | (with | Morison | drag) | 0 | 0 | 0 | 176 | 3.466 | -6.004 | -12 | 1 | 0 | 0 | 0 | 0 | [13 empty] | 176 | 135 | 136 | 176 | 176 | 1c | 0 | 0 | 176 | 2.10E+11 | 8.08E+10 | 7850 | 1 | 0.02 | 176 | 2.10E+11 | 8.08E+10 | 1 | 1 | 0.02 | 176 | 3.466 | -6.004 | -12 | 1 | 0 | 176 | 135 | 136 | 3 | 3 | 1 | 0 | 1 | 3 | 1 | TRUE | [6 empty] | 294 | 269 | 279 | 3 | 3 | 1 | 0 | 2 | 1 | 1 | TRUE
4 | 177 | -12 | 5.808 | -10.059 | 0 |  | 1 | 89.1 | 95 | 1 | 15 | Floater | No | 0 | 4.642e-05 | 0 | 0 | 1182000000 | 1182000000 | 1875000000 | 1875000000 | 0 | 0 | 909900000 | 1.126e-05 | 9748000000 | 0.65 | N/A | Yes | BEM | Hydrodynamics | (with | Morison | drag) | 0 | 0 | 0 | 177 | 5.808 | -10.059 | -12 | 1 | 0 | 0 | 0 | 0 | 89 | 95 | 96 | 89 | 89 | 1c | 0 | 89 | 2.10E+11 | 8.08E+10 | 7850 | 1 | 0.015 | 177 | 136 | 137 | 177 | 177 | 1c | 0 | 0 | 177 | 2.10E+11 | 8.08E+10 | 7850 | 1 | 0.02 | 177 | 2.10E+11 | 8.08E+10 | 1 | 1 | 0.02 | 177 | 5.808 | -10.059 | -12 | 1 | 0 | 177 | 136 | 137 | 3 | 3 | 1 | 0 | 1 | 3 | 1 | TRUE | [6 empty] | 295 | 270 | 276 | 3 | 3 | 1 | 0 | 2 | 1 | 1 | TRUE
5 | 178 | -12 | 8.149 | -14.115 | 0 |  | 1 | 89.2 | 96 | 1 | 15 | Floater | No | 0 | 4.642e-05 | 0 | 0 | 1182000000 | 1182000000 | 1875000000 | 1875000000 | 0 | 0 | 909900000 | 1.126e-05 | 9748000000 | 0.65 | N/A | Yes | BEM | Hydrodynamics | (with | Morison | drag) | 0 | 0 | 0 | 178 | 8.149 | -14.115 | -12 | 1 | 0 | 0 | 0 | 0 | [13 empty] | 178 | 137 | 138 | 178 | 178 | 1c | 0 | 0 | 178 | 2.10E+11 | 8.08E+10 | 7850 | 1 | 0.02 | 178 | 2.10E+11 | 8.08E+10 | 1 | 1 | 0.02 | 178 | 8.149 | -14.115 | -12 | 1 | 0 | 178 | 137 | 138 | 3 | 3 | 1 | 0 | 1 | 3 | 1 | TRUE | [6 empty] | 303 | 271 | 105 | 3 | 3 | 1 | 0 | 2 | 1 | 1 | TRUE
6 | 179 | -12 | 9.94 | -17.217 | 0 |  |  | 90.1 | 96 | 1 | 15 | Floater | No | 0 | 4.642e-05 | 0 | 0 | 1182000000 | 1182000000 | 1875000000 | 1875000000 | 0 | 0 | 909900000 | 1.126e-05 | 9748000000 | 0.65 | N/A | Yes | BEM | Hydrodynamics | (with | Morison | drag) | 0 | 0 | 0 | 179 | 9.94 | -17.217 | -12 | 1 | 0 | 0 | 0 | 0 | 90 | 96 | 97 | 90 | 90 | 1c | 0 | 90 | 2.10E+11 | 8.08E+10 | 7850 | 1 | 0.015 | 179 | 138 | 139 | 179 | 179 | 1c | 0 | 0 | 179 | 2.10E+11 | 8.08E+10 | 7850 | 1 | 0.02 | 179 | 2.10E+11 | 8.08E+10 | 1 | 1 | 0.02 | 179 | 9.94 | -17.217 | -12 | 1 | 0 | 179 | 138 | 139 | 3 | 3 | 1 | 0 | 1 | 3 | 1 | TRUE | [6 empty] | 304 | 272 | 108 | 3 | 3 | 1 | 0 | 2 | 1 | 1 | TRUE
7 | 180 | -12 | 10.49 | -18.17 | 0 |  |  | 90.2 | 97 | 1 | 15 | Floater | No | 0 | 4.642e-05 | 0 | 0 | 1182000000 | 1182000000 | 1875000000 | 1875000000 | 0 | 0 | 909900000 | 1.126e-05 | 9748000000 | 0.65 | N/A | Yes | BEM | Hydrodynamics | (with | Morison | drag) | 0 | 0 | 0 | 180 | 10.49 | -18.17 | -12 | 1 | 0 | 0 | 0 | 0 | [13 empty] | 180 | 139 | 140 | 180 | 180 | 1c | 0 | 0 | 180 | 2.10E+11 | 8.08E+10 | 7850 | 1 | 0.02 | 180 | 2.10E+11 | 8.08E+10 | 1 | 1 | 0.02 | 180 | 10.49 | -18.17 | -12 | 1 | 0 | 180 | 139 | 140 | 3 | 3 | 1 | 0 | 1 | 3 | 1 | TRUE | [6 empty] | 305 | 273 | 115 | 3 | 3 | 1 | 0 | 2 | 1 | 1 | TRUE
| 181 | 1.833 | 4.6267 | 8.0137 | 0 |  | 87 | 91.1 | 97 | 1 | 15 | Floater | No | 0 | 4.642e-05 | 0 | 0 | 1182000000 | 1182000000 | 1875000000 | 1875000000 | 0 | 0 | 909900000 | 1.126e-05 | 9748000000 | 0.65 | N/A | Yes | BEM | Hydrodynamics | (with | Morison | drag) | 0 | 0 | 0 | 181 | 4.6267 | 8.0137 | 1.833 | 1 | 0 | 0 | 0 | 0 | 91 | 97 | 98 | 91 | 91 | 1c | 0 | 91 | 2.10E+11 | 8.08E+10 | 7850 | 1 | 0.015 | 181 | 140 | 141 | 181 | 181 | 1c | 0 | 0 | 181 | 2.10E+11 | 8.08E+10 | 7850 | 1 | 0.02 | 181 | 2.10E+11 | 8.08E+10 | 1 | 1 | 0.02 | [6 empty] | 181 | 140 | 141 | 3 | 3 | 1 | 0 | 1 | 3 | 1 | TRUE | [6 empty] | 306 | 274 | 161 | 3 | 3 | 1 | 0 | 2 | 1 | 1 | TRUE
| 182 | -4.8333 | 7.2833 | 12.6153 | 0 |  |  | 91.2 | 98 | 1 | 15 | Floater | No | 0 | 4.642e-05 | 0 | 0 | 1182000000 | 1182000000 | 1875000000 | 1875000000 | 0 | 0 | 909900000 | 1.126e-05 | 9748000000 | 0.65 | N/A | Yes | BEM | Hydrodynamics | (with | Morison | drag) | 0 | 0 | 0 | 182 | 7.2833 | 12.6153 | -4.8333 | 1 | 0 | 0 | 0 | 0 | [13 empty] | 182 | 141 | 142 | 182 | 182 | 1c | 0 | 0 | 182 | 2.10E+11 | 8.08E+10 | 7850 | 1 | 0.02 | 182 | 2.10E+11 | 8.08E+10 | 1 | 1 | 0.02 | [6 empty] | 182 | 141 | 142 | 3 | 3 | 1 | 0 | 1 | 3 | 1 | TRUE | [6 empty] | 307 | 275 | 172 | 3 | 3 | 1 | 0 | 2 | 1 | 1 | TRUE
| 183 | 1.833 | -9.2537 | 0 | 0 |  |  | 92.1 | 98 | 1 | 15 | Floater | No | 0 | 4.642e-05 | 0 | 0 | 1182000000 | 1182000000 | 1875000000 | 1875000000 | 0 | 0 | 909900000 | 1.126e-05 | 9748000000 | 0.65 | N/A | Yes | BEM | Hydrodynamics | (with | Morison | drag) | 0 | 0 | 0 | 183 | -9.2537 | 0 | 1.833 | 1 | 0 | 0 | 0 | 0 | 92 | 98 | 99 | 92 | 92 | 1c | 0 | 92 | 2.10E+11 | 8.08E+10 | 7850 | 1 | 0.015 | 183 | 142 | 143 | 183 | 183 | 1c | 0 | 0 | 183 | 2.10E+11 | 8.08E+10 | 7850 | 1 | 0.02 | 183 | 2.10E+11 | 8.08E+10 | 1 | 1 | 0.02 | [6 empty] | 183 | 142 | 143 | 3 | 3 | 1 | 0 | 1 | 3 | 1 | TRUE | [6 empty] | 308 | 276 | 179 | 3 | 3 | 1 | 0 | 2 | 1 | 1 | TRUE
| 184 | -4.8333 | -14.5673 | 0 | 0 |  |  | 92.2 | 99 | 1 | 15 | Floater | No | 0 | 4.642e-05 | 0 | 0 | 1182000000 | 1182000000 | 1875000000 | 1875000000 | 0 | 0 | 909900000 | 1.126e-05 | 9748000000 | 0.65 | N/A | Yes | BEM | Hydrodynamics | (with | Morison | drag) | 0 | 0 | 0 | 184 | -14.5673 | 0 | -4.8333 | 1 | 0 | 0 | 0 | 0 | [13 empty] | 184 | 143 | 144 | 184 | 184 | 1c | 0 | 0 | 184 | 2.10E+11 | 8.08E+10 | 7850 | 1 | 0.02 | 184 | 2.10E+11 | 8.08E+10 | 1 | 1 | 0.02 | [6 empty] | 184 | 143 | 144 | 3 | 3 | 1 | 0 | 1 | 3 | 1 | TRUE | [6 empty] | 309 | 277 | 268 | 3 | 3 | 1 | 0 | 2 | 1 | 1 | TRUE
| 185 | 1.833 | 4.6267 | -8.0137 | 0 |  |  | 93.1 | 100 | 1.3 | 20 | Floater | No | 0 | 8.042e-05 | 0 | 0 | 3460000000 | 3460000000 | 3249000000 | 3249000000 | 0 | 0 | 2662000000 | 3.295e-05 | 16890000000 | 0.65 | N/A | Yes | BEM | Hydrodynamics | (with | Morison | drag) | 0 | 0 | 0 | 185 | 4.6267 | -8.0137 | 1.833 | 1 | 0 | 0 | 0 | 0 | 93 | 100 | 101 | 93 | 93 | 1c | 0 | 93 | 2.10E+11 | 8.08E+10 | 7850 | 1.3 | 0.02 | 185 | 144 | 145 | 185 | 185 | 1c | 0 | 0 | 185 | 2.10E+11 | 8.08E+10 | 7850 | 1 | 0.02 | 185 | 2.10E+11 | 8.08E+10 | 1 | 1 | 0.02 | [6 empty] | 185 | 144 | 145 | 3 | 3 | 1 | 0 | 1 | 3 | 1 | TRUE | [6 empty] | 310 | 278 | 266 | 3 | 3 | 1 | 0 | 2 | 1 | 1 | TRUE
| 186 | -4.833 | 7.2833 | -12.6153 | 0 |  |  | 93.2 | 101 | 1.3 | 20 | Floater | No | 0 | 8.042e-05 | 0 | 0 | 3460000000 | 3460000000 | 3249000000 | 3249000000 | 0 | 0 | 2662000000 | 3.295e-05 | 16890000000 | 0.65 | N/A | Yes | BEM | Hydrodynamics | (with | Morison | drag) | 0 | 0 | 0 | 186 | 7.2833 | -12.6153 | -4.833 | 1 | 0 | 0 | 0 | 0 | [13 empty] | 186 | 145 | 146 | 186 | 186 | 1c | 0 | 0 | 186 | 2.10E+11 | 8.08E+10 | 7850 | 1 | 0.02 | 186 | 2.10E+11 | 8.08E+10 | 1 | 1 | 0.02 | [6 empty] | 186 | 145 | 146 | 3 | 3 | 1 | 0 | 1 | 3 | 1 | TRUE | [6 empty] | 311 | 279 | 270 | 3 | 3 | 1 | 0 | 2 | 1 | 1 | TRUE
| 187 | 2.2 | 2.7113 | 16.5653 | 0 |  |  | 94.1 | 101 | 1.3 | 20 | Floater | No | 0 | 8.042e-05 | 0 | 0 | 3460000000 | 3460000000 | 3249000000 | 3249000000 | 0 | 0 | 2662000000 | 3.295e-05 | 16890000000 | 0.65 | N/A | Yes | BEM | Hydrodynamics | (with | Morison | drag) | 0 | 0 | 0 | 187 | 2.7113 | 16.5653 | 2.2 | 1 | 0 | 0 | 0 | 0 | 94 | 101 | 102 | 94 | 94 | 1c | 0 | 94 | 2.10E+11 | 8.08E+10 | 7850 | 1.3 | 0.02 | 187 | 146 | 47 | 187 | 187 | 1c | 0 | 0 | 187 | 2.10E+11 | 8.08E+10 | 7850 | 1 | 0.02 | 187 | 2.10E+11 | 8.08E+10 | 1 | 1 | 0.02 | [6 empty] | 187 | 146 | 47 | 3 | 3 | 1 | 0 | 1 | 3 | 1 | TRUE | [6 empty] | 312 | 280 | 281 | 3 | 3 | 1 | 0 | 2 | 1 | 1 | TRUE
| 188 | -4.9 | -1.6813 | 14.0292 | 0 |  |  | 94.2 | 102 | 1.3 | 20 | Floater | No | 0 | 8.042e-05 | 0 | 0 | 3460000000 | 3460000000 | 3249000000 | 3249000000 | 0 | 0 | 2662000000 | 3.295e-05 | 16890000000 | 0.65 | N/A | Yes | BEM | Hydrodynamics | (with | Morison | drag) | 0 | 0 | 0 | 188 | -1.6813 | 14.0292 | -4.9 | 1 | 0 | 0 | 0 | 0 | [13 empty] | 188 | 36 | 223 | 188 | 188 | 1c | 0 | 0 | 188 | 2.10E+11 | 8.08E+10 | 7850 | 0.1 | 0.001 | 188 | 2.10E+11 | 8.08E+10 | 1 | 0.1 | 0.001 | [6 empty] | 188 | 36 | 223 | 3 | 3 | 1 | 0 | 1 | 3 | 1 | TRUE | [6 empty] | 313 | 281 | 222 | 3 | 3 | 1 | 0 | 2 | 1 | 1 | TRUE
| 189 | 2.2 | -15.7015 | 5.9347 | 0 |  |  | 95.1 | 102 | 1.3 | 20 | Floater | No | 0 | 8.042e-05 | 0 | 0 | 3460000000 | 3460000000 | 3249000000 | 3249000000 | 0 | 0 | 2662000000 | 3.295e-05 | 16890000000 | 0.65 | N/A | Yes | BEM | Hydrodynamics | (with | Morison | drag) | 0 | 0 | 0 | 189 | -15.7015 | 5.9347 | 2.2 | 1 | 0 | 0 | 0 | 0 | 95 | 102 | 103 | 95 | 95 | 1c | 0 | 95 | 2.10E+11 | 8.08E+10 | 7850 | 1.3 | 0.02 | 189 | 36 | 224 | 189 | 189 | 1c | 0 | 0 | 189 | 2.10E+11 | 8.08E+10 | 7850 | 0.1 | 0.001 | 189 | 2.10E+11 | 8.08E+10 | 1 | 0.1 | 0.001 | [6 empty] | 189 | 36 | 224 | 3 | 3 | 1 | 0 | 1 | 3 | 1 | TRUE | [6 empty] | 314 | 282 | 283 | 3 | 3 | 1 | 0 | 2 | 1 | 1 | TRUE
| 190 | -4.9 | -11.3088 | 8.4708 | 0 |  |  | 95.2 | 103 | 1.3 | 20 | Floater | No | 0 | 8.042e-05 | 0 | 0 | 3460000000 | 3460000000 | 3249000000 | 3249000000 | 0 | 0 | 2662000000 | 3.295e-05 | 16890000000 | 0.65 | N/A | Yes | BEM | Hydrodynamics | (with | Morison | drag) | 0 | 0 | 0 | 190 | -11.3088 | 8.4708 | -4.9 | 1 | 0 | 0 | 0 | 0 | [13 empty] | 190 | 21 | 225 | 190 | 190 | 1c | 0 | 0 | 190 | 2.10E+11 | 8.08E+10 | 7850 | 0.1 | 0.001 | 190 | 2.10E+11 | 8.08E+10 | 1 | 0.1 | 0.001 | [6 empty] | 190 | 21 | 225 | 3 | 3 | 1 | 0 | 1 | 3 | 1 | TRUE | [6 empty] | 315 | 283 | 220 | 3 | 3 | 1 | 0 | 2 | 1 | 1 | TRUE
| 191 | 2.2 | -15.7015 | -5.9347 | 0 |  |  | 96.1 | 103 | 1.3 | 20 | Floater | No | 0 | 8.042e-05 | 0 | 0 | 3460000000 | 3460000000 | 3249000000 | 3249000000 | 0 | 0 | 2662000000 | 3.295e-05 | 16890000000 | 0.65 | N/A | Yes | BEM | Hydrodynamics | (with | Morison | drag) | 0 | 0 | 0 | 191 | -15.7015 | -5.9347 | 2.2 | 1 | 0 | 0 | 0 | 0 | 96 | 103 | 104 | 96 | 96 | 1c | 0 | 96 | 2.10E+11 | 8.08E+10 | 7850 | 1.3 | 0.02 | 191 | 21 | 226 | 191 | 191 | 1c | 0 | 0 | 191 | 2.10E+11 | 8.08E+10 | 7850 | 0.1 | 0.001 | 191 | 2.10E+11 | 8.08E+10 | 1 | 0.1 | 0.001 | [6 empty] | 191 | 21 | 226 | 3 | 3 | 1 | 0 | 1 | 3 | 1 | TRUE | [6 empty] | 316 | 284 | 285 | 3 | 3 | 1 | 0 | 2 | 1 | 1 | TRUE
| 192 | -4.9 | -11.3088 | -8.4708 | 0 |  |  | 96.2 | 104 | 1.3 | 20 | Floater | No | 0 | 8.042e-05 | 0 | 0 | 3460000000 | 3460000000 | 3249000000 | 3249000000 | 0 | 0 | 2662000000 | 3.295e-05 | 16890000000 | 0.65 | N/A | Yes | BEM | Hydrodynamics | (with | Morison | drag) | 0 | 0 | 0 | 192 | -11.3088 | -8.4708 | -4.9 | 1 | 0 | 0 | 0 | 0 | [13 empty] | 192 | 51 | 227 | 192 | 192 | 1c | 0 | 0 | 192 | 2.10E+11 | 8.08E+10 | 7850 | 0.1 | 0.001 | 192 | 2.10E+11 | 8.08E+10 | 1 | 0.1 | 0.001 | [6 empty] | 192 | 51 | 227 | 3 | 3 | 1 | 0 | 1 | 3 | 1 | TRUE | [6 empty] | 317 | 285 | 218 | 3 | 3 | 1 | 0 | 2 | 1 | 1 | TRUE
| 193 | 2.2 | 2.7113 | -16.5653 | 0 |  |  | 97.1 | 104 | 1.3 | 20 | Floater | No | 0 | 8.042e-05 | 0 | 0 | 3460000000 | 3460000000 | 3249000000 | 3249000000 | 0 | 0 | 2662000000 | 3.295e-05 | 16890000000 | 0.65 | N/A | Yes | BEM | Hydrodynamics | (with | Morison | drag) | 0 | 0 | 0 | 193 | 2.7113 | -16.5653 | 2.2 | 1 | 0 | 0 | 0 | 0 | 97 | 104 | 105 | 97 | 97 | 1c | 0 | 97 | 2.10E+11 | 8.08E+10 | 7850 | 1.3 | 0.02 | 193 | 51 | 228 | 193 | 193 | 1c | 0 | 0 | 193 | 2.10E+11 | 8.08E+10 | 7850 | 0.1 | 0.001 | 193 | 2.10E+11 | 8.08E+10 | 1 | 0.1 | 0.001 | [6 empty] | 193 | 51 | 228 | 3 | 3 | 1 | 0 | 1 | 3 | 1 | TRUE
| 194 | -4.9 | -1.6813 | -14.0292 | 0 |  |  | 97.2 | 105 | 1.3 | 20 | Floater | No | 0 | 8.042e-05 | 0 | 0 | 3460000000 | 3460000000 | 3249000000 | 3249000000 | 0 | 0 | 2662000000 | 3.295e-05 | 16890000000 | 0.65 | N/A | Yes | BEM | Hydrodynamics | (with | Morison | drag) | 0 | 0 | 0 | 194 | -1.6813 | -14.0292 | -4.9 | 1 | 0 | 0 | 0 | 0 | [13 empty] | 194 | 15 | 229 | 194 | 194 | 1c | 0 | 0 | 194 | 2.10E+11 | 8.08E+10 | 7850 | 5 | 0.035 | 194 | 2.10E+11 | 8.08E+10 | 1 | 5 | 0.035 | [6 empty] | 194 | 15 | 229 | 1 | 1 | 1 | 0 | 1 | 3 | 1 | TRUE
| 195 | 2.2 | 12.99 | -10.6305 | 0 |  |  | 98.1 | 105 | 1.3 | 20 | Floater | No | 0 | 8.042e-05 | 0 | 0 | 3460000000 | 3460000000 | 3249000000 | 3249000000 | 0 | 0 | 2662000000 | 3.295e-05 | 16890000000 | 0.65 | N/A | Yes | BEM | Hydrodynamics | (with | Morison | drag) | 0 | 0 | 0 | 195 | 12.99 | -10.6305 | 2.2 | 1 | 0 | 0 | 0 | 0 | 98 | 105 | 106 | 98 | 98 | 1c | 0 | 98 | 2.10E+11 | 8.08E+10 | 7850 | 1.3 | 0.02 | 195 | 229 | 230 | 195 | 195 | 1c | 0 | 0 | 195 | 2.10E+11 | 8.08E+10 | 7850 | 5.126 | 0.063 | 195 | 2.10E+11 | 8.08E+10 | 7850 | 5.126 | 0.063
| 196 | -4.9 | 12.99 | -5.5583 | 0 |  |  | 98.2 | 106 | 1.3 | 20 | Floater | No | 0 | 8.042e-05 | 0 | 0 | 3460000000 | 3460000000 | 3249000000 | 3249000000 | 0 | 0 | 2662000000 | 3.295e-05 | 16890000000 | 0.65 | N/A | Yes | BEM | Hydrodynamics | (with | Morison | drag) | 0 | 0 | 0 | 196 | 12.99 | -5.5583 | -4.9 | 1 | 0 | 0 | 0 | 0 | [13 empty] | 196 | 230 | 231 | 196 | 196 | 1c | 0 | 0 | 196 | 2.10E+11 | 8.08E+10 | 7850 | 5.126 | 0.063 | 196 | 2.10E+11 | 8.08E+10 | 7850 | 5.126 | 0.063
| 197 | 2.2 | 12.99 | 10.6305 | 0 |  |  | 99.1 | 107 | 1.3 | 20 | Floater | No | 0 | 8.042e-05 | 0 | 0 | 3460000000 | 3460000000 | 3249000000 | 3249000000 | 0 | 0 | 2662000000 | 3.295e-05 | 16890000000 | 0.65 | N/A | Yes | BEM | Hydrodynamics | (with | Morison | drag) | 0 | 0 | 0 | 197 | 12.99 | 10.6305 | 2.2 | 1 | 0 | 0 | 0 | 0 | 99 | 107 | 108 | 99 | 99 | 1c | 0 | 99 | 2.10E+11 | 8.08E+10 | 7850 | 1.3 | 0.02 | 197 | 231 | 232 | 197 | 197 | 1c | 0 | 0 | 197 | 2.10E+11 | 8.08E+10 | 7850 | 5.126 | 0.063 | 197 | 2.10E+11 | 8.08E+10 | 7850 | 5.126 | 0.063
| 198 | -4.9 | 12.99 | 5.5583 | 0 |  |  | 99.2 | 108 | 1.3 | 20 | Floater | No | 0 | 8.042e-05 | 0 | 0 | 3460000000 | 3460000000 | 3249000000 | 3249000000 | 0 | 0 | 2662000000 | 3.295e-05 | 16890000000 | 0.65 | N/A | Yes | BEM | Hydrodynamics | (with | Morison | drag) | 0 | 0 | 0 | 198 | 12.99 | 5.5583 | -4.9 | 1 | 0 | 0 | 0 | 0 | [13 empty] | 198 | 232 | 233 | 198 | 198 | 1c | 0 | 0 | 198 | 2.10E+11 | 8.08E+10 | 7850 | 5.1 | 0.05 | 198 | 2.10E+11 | 8.08E+10 | 7850 | 5.1 | 0.05
| 199 | 5.04 | 7.708 | 19.45 | 0 |  |  | 100.1 | 108 | 1.3 | 20 | Floater | No | 0 | 8.042e-05 | 0 | 0 | 3460000000 | 3460000000 | 3249000000 | 3249000000 | 0 | 0 | 2662000000 | 3.295e-05 | 16890000000 | 0.65 | N/A | Yes | BEM | Hydrodynamics | (with | Morison | drag) | 0 | 0 | 0 | 199 | 7.708 | 19.45 | 5.04 | 1 | 0 | 0 | 0 | 0 | 100 | 108 | 109 | 100 | 100 | 1c | 0 | 100 | 2.10E+11 | 8.08E+10 | 7850 | 1.3 | 0.02 | 199 | 233 | 234 | 199 | 199 | 1c | 0 | 0 | 199 | 2.10E+11 | 8.08E+10 | 7850 | 5.086 | 0.043 | 199 | 2.10E+11 | 8.08E+10 | 7850 | 5.086 | 0.043
| 200 | -3.48 | 7.708 | 19.45 | 0 |  |  | 100.2 | 109 | 1.3 | 20 | Floater | No | 0 | 8.042e-05 | 0 | 0 | 3460000000 | 3460000000 | 3249000000 | 3249000000 | 0 | 0 | 2662000000 | 3.295e-05 | 16890000000 | 0.65 | N/A | Yes | BEM | Hydrodynamics | (with | Morison | drag) | 0 | 0 | 0 | 200 | 7.708 | 19.45 | -3.48 | 1 | 0 | 0 | 0 | 0 | [13 empty] | 200 | 234 | 235 | 200 | 200 | 1c | 0 | 0 | 200 | 2.10E+11 | 8.08E+10 | 7850 | 5.08 | 0.04 | 200 | 2.10E+11 | 8.08E+10 | 7850 | 5.08 | 0.04
| 201 | 5.04 | -6.485 | 11.25 | 0 |  |  | 101.1 | 109 | 1.3 | 20 | Floater | No | 0 | 8.042e-05 | 0 | 0 | 3460000000 | 3460000000 | 3249000000 | 3249000000 | 0 | 0 | 2662000000 | 3.295e-05 | 16890000000 | 0.65 | N/A | Yes | BEM | Hydrodynamics | (with | Morison | drag) | 0 | 0 | 0 | 201 | -6.485 | 11.25 | 5.04 | 1 | 0 | 0 | 0 | 0 | 101 | 109 | 110 | 101 | 101 | 1c | 0 | 101 | 2.10E+11 | 8.08E+10 | 7850 | 1.3 | 0.02 | 201 | 235 | 236 | 201 | 201 | 1c | 0 | 0 | 201 | 2.10E+11 | 8.08E+10 | 7850 | 5.076 | 0.038 | 201 | 2.10E+11 | 8.08E+10 | 7850 | 5.076 | 0.038
| 202 | -3.48 | -6.485 | 11.25 | 0 |  |  | 101.2 | 110 | 1.3 | 20 | Floater | No | 0 | 8.042e-05 | 0 | 0 | 3460000000 | 3460000000 | 3249000000 | 3249000000 | 0 | 0 | 2662000000 | 3.295e-05 | 16890000000 | 0.65 | N/A | Yes | BEM | Hydrodynamics | (with | Morison | drag) | 0 | 0 | 0 | 202 | -6.485 | 11.25 | -3.48 | 1 | 0 | 0 | 0 | 0 | [13 empty] | 202 | 236 | 237 | 202 | 202 | 1c | 0 | 0 | 202 | 2.10E+11 | 8.08E+10 | 7850 | 5.074 | 0.037 | 202 | 2.10E+11 | 8.08E+10 | 7850 | 5.074 | 0.037
| 203 | 5.04 | -20.698 | 3.05 | 0 |  |  | 102.1 | 110 | 1.3 | 20 | Floater | No | 0 | 8.042e-05 | 0 | 0 | 3460000000 | 3460000000 | 3249000000 | 3249000000 | 0 | 0 | 2662000000 | 3.295e-05 | 16890000000 | 0.65 | N/A | Yes | BEM | Hydrodynamics | (with | Morison | drag) | 0 | 0 | 0 | 203 | -20.698 | 3.05 | 5.04 | 1 | 0 | 0 | 0 | 0 | 102 | 110 | 111 | 102 | 102 | 1c | 0 | 102 | 2.10E+11 | 8.08E+10 | 7850 | 1.3 | 0.02 | 203 | 237 | 238 | 203 | 203 | 1c | 0 | 0 | 203 | 2.10E+11 | 8.08E+10 | 7850 | 5.072 | 0.036 | 203 | 2.10E+11 | 8.08E+10 | 7850 | 5.072 | 0.036
| 204 | -3.48 | -20.698 | 3.05 | 0 |  |  | 102.2 | 111 | 1.3 | 20 | Floater | No | 0 | 8.042e-05 | 0 | 0 | 3460000000 | 3460000000 | 3249000000 | 3249000000 | 0 | 0 | 2662000000 | 3.295e-05 | 16890000000 | 0.65 | N/A | Yes | BEM | Hydrodynamics | (with | Morison | drag) | 0 | 0 | 0 | 204 | -20.698 | 3.05 | -3.48 | 1 | 0 | 0 | 0 | 0 | [13 empty] | 204 | 238 | 239 | 204 | 204 | 1c | 0 | 0 | 204 | 2.10E+11 | 8.08E+10 | 7850 | 5.07 | 0.035 | 204 | 2.10E+11 | 8.08E+10 | 7850 | 5.07 | 0.035
| 205 | 5.04 | -20.698 | -3.05 | 0 |  |  | 103.1 | 111 | 1.3 | 20 | Floater | No | 0 | 8.042e-05 | 0 | 0 | 3460000000 | 3460000000 | 3249000000 | 3249000000 | 0 | 0 | 2662000000 | 3.295e-05 | 16890000000 | 0.65 | N/A | Yes | BEM | Hydrodynamics | (with | Morison | drag) | 0 | 0 | 0 | 205 | -20.698 | -3.05 | 5.04 | 1 | 0 | 0 | 0 | 0 | 103 | 111 | 112 | 103 | 103 | 1c | 0 | 103 | 2.10E+11 | 8.08E+10 | 7850 | 1.3 | 0.02 | 205 | 239 | 240 | 205 | 205 | 1c | 0 | 0 | 205 | 2.10E+11 | 8.08E+10 | 7850 | 5.066 | 0.033 | 205 | 2.10E+11 | 8.08E+10 | 7850 | 5.066 | 0.033
| 206 | -3.48 | -20.698 | -3.05 | 0 |  |  | 103.2 | 112 | 1.3 | 20 | Floater | No | 0 | 8.042e-05 | 0 | 0 | 3460000000 | 3460000000 | 3249000000 | 3249000000 | 0 | 0 | 2662000000 | 3.295e-05 | 16890000000 | 0.65 | N/A | Yes | BEM | Hydrodynamics | (with | Morison | drag) | 0 | 0 | 0 | 206 | -20.698 | -3.05 | -3.48 | 1 | 0 | 0 | 0 | 0 | [13 empty] | 206 | 240 | 241 | 206 | 206 | 1c | 0 | 0 | 206 | 2.10E+11 | 8.08E+10 | 7850 | 5.066 | 0.033 | 206 | 2.10E+11 | 8.08E+10 | 7850 | 5.066 | 0.033
| 207 | 5.04 | -6.495 | -11.25 | 0 |  |  | 104.1 | 112 | 1.3 | 20 | Floater | No | 0 | 8.042e-05 | 0 | 0 | 3460000000 | 3460000000 | 3249000000 | 3249000000 | 0 | 0 | 2662000000 | 3.295e-05 | 16890000000 | 0.65 | N/A | Yes | BEM | Hydrodynamics | (with | Morison | drag) | 0 | 0 | 0 | 207 | -6.495 | -11.25 | 5.04 | 1 | 0 | 0 | 0 | 0 | 104 | 112 | 113 | 104 | 104 | 1c | 0 | 104 | 2.10E+11 | 8.08E+10 | 7850 | 1.3 | 0.02 | 207 | 241 | 242 | 207 | 207 | 1c | 0 | 0 | 207 | 2.10E+11 | 8.08E+10 | 7850 | 5.066 | 0.033 | 207 | 2.10E+11 | 8.08E+10 | 7850 | 5.066 | 0.033
| 208 | -3.48 | -6.495 | -11.25 | 0 |  |  | 104.2 | 113 | 1.3 | 20 | Floater | No | 0 | 8.042e-05 | 0 | 0 | 3460000000 | 3460000000 | 3249000000 | 3249000000 | 0 | 0 | 2662000000 | 3.295e-05 | 16890000000 | 0.65 | N/A | Yes | BEM | Hydrodynamics | (with | Morison | drag) | 0 | 0 | 0 | 208 | -6.495 | -11.25 | -3.48 | 1 | 0 | 0 | 0 | 0 | [13 empty] | 208 | 242 | 243 | 208 | 208 | 1c | 0 | 0 | 208 | 2.10E+11 | 8.08E+10 | 7850 | 5.066 | 0.033 | 208 | 2.10E+11 | 8.08E+10 | 7850 | 5.066 | 0.033
| 209 | 5.04 | 7.708 | -19.45 | 0 |  |  | 105.1 | 114 | 1.3 | 20 | Floater | No | 0 | 8.042e-05 | 0 | 0 | 3460000000 | 3460000000 | 3249000000 | 3249000000 | 0 | 0 | 2662000000 | 3.295e-05 | 16890000000 | 0.65 | N/A | Yes | BEM | Hydrodynamics | (with | Morison | drag) | 0 | 0 | 0 | 209 | 7.708 | -19.45 | 5.04 | 1 | 0 | 0 | 0 | 0 | 105 | 114 | 115 | 105 | 105 | 1c | 0 | 105 | 2.10E+11 | 8.08E+10 | 7850 | 1.3 | 0.02 | 209 | 243 | 244 | 209 | 209 | 1c | 0 | 0 | 209 | 2.10E+11 | 8.08E+10 | 7850 | 5.066 | 0.029 | 209 | 2.10E+11 | 8.08E+10 | 7850 | 5.066 | 0.029
| 210 | -3.48 | 7.708 | -19.45 | 0 |  |  | 105.2 | 115 | 1.3 | 20 | Floater | No | 0 | 8.042e-05 | 0 | 0 | 3460000000 | 3460000000 | 3249000000 | 3249000000 | 0 | 0 | 2662000000 | 3.295e-05 | 16890000000 | 0.65 | N/A | Yes | BEM | Hydrodynamics | (with | Morison | drag) | 0 | 0 | 0 | 210 | 7.708 | -19.45 | -3.48 | 1 | 0 | 0 | 0 | 0 | [13 empty] | 210 | 244 | 245 | 210 | 210 | 1c | 0 | 0 | 210 | 2.10E+11 | 8.08E+10 | 7850 | 5.066 | 0.028 | 210 | 2.10E+11 | 8.08E+10 | 7850 | 5.066 | 0.028
| 211 | 5.04 | 12.99 | -16.44 | 0 |  |  | 106.1 | 115 | 1.3 | 20 | Floater | No | 0 | 8.042e-05 | 0 | 0 | 3460000000 | 3460000000 | 3249000000 | 3249000000 | 0 | 0 | 2662000000 | 3.295e-05 | 16890000000 | 0.65 | N/A | Yes | BEM | Hydrodynamics | (with | Morison | drag) | 0 | 0 | 0 | 211 | 12.99 | -16.44 | 5.04 | 1 | 0 | 0 | 0 | 0 | 106 | 115 | 116 | 106 | 106 | 1c | 0 | 106 | 2.10E+11 | 8.08E+10 | 7850 | 1.3 | 0.02 | 211 | 245 | 246 | 211 | 211 | 1c | 0 | 0 | 211 | 2.10E+11 | 8.08E+10 | 7850 | 5.066 | 0.027 | 211 | 2.10E+11 | 8.08E+10 | 7850 | 5.066 | 0.027
| 212 | -3.48 | 12.99 | -16.44 | 0 |  |  | 106.2 | 116 | 1.3 | 20 | Floater | No | 0 | 8.042e-05 | 0 | 0 | 3460000000 | 3460000000 | 3249000000 | 3249000000 | 0 | 0 | 2662000000 | 3.295e-05 | 16890000000 | 0.65 | N/A | Yes | BEM | Hydrodynamics | (with | Morison | drag) | 0 | 0 | 0 | 212 | 12.99 | -16.44 | -3.48 | 1 | 0 | 0 | 0 | 0 | [13 empty] | 212 | 246 | 247 | 212 | 212 | 1c | 0 | 0 | 212 | 2.10E+11 | 8.08E+10 | 7850 | 5.066 | 0.026 | 212 | 2.10E+11 | 8.08E+10 | 7850 | 5.066 | 0.026
| 213 | 5.04 | 12.99 | 0 | 0 |  |  | 107.1 | 116 | 1.3 | 20 | Floater | No | 0 | 8.042e-05 | 0 | 0 | 3460000000 | 3460000000 | 3249000000 | 3249000000 | 0 | 0 | 2662000000 | 3.295e-05 | 16890000000 | 0.65 | N/A | Yes | BEM | Hydrodynamics | (with | Morison | drag) | 0 | 0 | 0 | 213 | 12.99 | 0 | 5.04 | 1 | 0 | 0 | 0 | 0 | 107 | 116 | 117 | 107 | 107 | 1c | 0 | 107 | 2.10E+11 | 8.08E+10 | 7850 | 1.3 | 0.02 | 213 | 247 | 248 | 213 | 213 | 1c | 0 | 0 | 213 | 2.10E+11 | 8.08E+10 | 7850 | 5.066 | 0.025 | 213 | 2.10E+11 | 8.08E+10 | 7850 | 5.066 | 0.025
| 214 | -3.48 | 12.99 | 0 | 0 |  |  | 107.2 | 117 | 1.3 | 20 | Floater | No | 0 | 8.042e-05 | 0 | 0 | 3460000000 | 3460000000 | 3249000000 | 3249000000 | 0 | 0 | 2662000000 | 3.295e-05 | 16890000000 | 0.65 | N/A | Yes | BEM | Hydrodynamics | (with | Morison | drag) | 0 | 0 | 0 | 214 | 12.99 | 0 | -3.48 | 1 | 0 | 0 | 0 | 0 | [13 empty] | 214 | 248 | 249 | 214 | 214 | 1c | 0 | 0 | 214 | 2.10E+11 | 8.08E+10 | 7850 | 5.066 | 0.024 | 214 | 2.10E+11 | 8.08E+10 | 7850 | 5.066 | 0.024
| 215 | 5.04 | 12.99 | 16.4 | 0 |  |  | 108.1 | 117 | 1.3 | 20 | Floater | No | 0 | 8.042e-05 | 0 | 0 | 3460000000 | 3460000000 | 3249000000 | 3249000000 | 0 | 0 | 2662000000 | 3.295e-05 | 16890000000 | 0.65 | N/A | Yes | BEM | Hydrodynamics | (with | Morison | drag) | 0 | 0 | 0 | 215 | 12.99 | 16.4 | 5.04 | 1 | 0 | 0 | 0 | 0 | 108 | 117 | 118 | 108 | 108 | 1c | 0 | 108 | 2.10E+11 | 8.08E+10 | 7850 | 1.3 | 0.02 | 215 | 249 | 250 | 215 | 215 | 1c | 0 | 0 | 215 | 2.10E+11 | 8.08E+10 | 7850 | 5.066 | 0.024 | 215 | 2.10E+11 | 8.08E+10 | 7850 | 5.066 | 0.024
| 216 | -3.48 | 12.99 | 16.4 | 0 |  |  | 108.2 | 118 | 1.3 | 20 | Floater | No | 0 | 8.042e-05 | 0 | 0 | 3460000000 | 3460000000 | 3249000000 | 3249000000 | 0 | 0 | 2662000000 | 3.295e-05 | 16890000000 | 0.65 | N/A | Yes | BEM | Hydrodynamics | (with | Morison | drag) | 0 | 0 | 0 | 216 | 12.99 | 16.4 | -3.48 | 1 | 0 | 0 | 0 | 0 | [13 empty] | 216 | 250 | 251 | 216 | 216 | 1c | 0 | 0 | 216 | 2.10E+11 | 8.08E+10 | 7850 | 5.066 | 0.024 | 216 | 2.10E+11 | 8.08E+10 | 7850 | 5.066 | 0.024
| 217 | 6.06 | 1.97 | 3.412 | 0 |  |  | 109.1 | 118 | 1.3 | 20 | Floater | No | 0 | 8.042e-05 | 0 | 0 | 3460000000 | 3460000000 | 3249000000 | 3249000000 | 0 | 0 | 2662000000 | 3.295e-05 | 16890000000 | 0.65 | N/A | Yes | BEM | Hydrodynamics | (with | Morison | drag) | 0 | 0 | 0 | 217 | 1.97 | 3.412 | 6.06 | 1 | 0 | 0 | 0 | 0 | 109 | 118 | 119 | 109 | 109 | 1c | 0 | 109 | 2.10E+11 | 8.08E+10 | 7850 | 1.3 | 0.02 | 217 | 251 | 252 | 217 | 217 | 1c | 0 | 0 | 217 | 2.10E+11 | 8.08E+10 | 7850 | 5.066 | 0.024 | 217 | 2.10E+11 | 8.08E+10 | 7850 | 5.066 | 0.024
| 218 | -11.05 | 1.97 | 3.412 | 0 |  |  | 109.2 | 119 | 1.3 | 20 | Floater | No | 0 | 8.042e-05 | 0 | 0 | 3460000000 | 3460000000 | 3249000000 | 3249000000 | 0 | 0 | 2662000000 | 3.295e-05 | 16890000000 | 0.65 | N/A | Yes | BEM | Hydrodynamics | (with | Morison | drag) | 0 | 0 | 0 | 218 | 1.97 | 3.412 | -11.05 | 1 | 0 | 0 | 0 | 0 | [13 empty] | 218 | 252 | 253 | 218 | 218 | 1c | 0 | 0 | 218 | 2.10E+11 | 8.08E+10 | 7850 | 4.9204 | 0.02 | 218 | 2.10E+11 | 8.08E+10 | 7850 | 4.9204 | 0.02
| 219 | 6.06 | -3.94 | 0 | 0 |  |  | 110.1 | 119 | 1.3 | 20 | Floater | No | 0 | 8.042e-05 | 0 | 0 | 3460000000 | 3460000000 | 3249000000 | 3249000000 | 0 | 0 | 2662000000 | 3.295e-05 | 16890000000 | 0.65 | N/A | Yes | BEM | Hydrodynamics | (with | Morison | drag) | 0 | 0 | 0 | 219 | -3.94 | 0 | 6.06 | 1 | 0 | 0 | 0 | 0 | 110 | 119 | 120 | 110 | 110 | 1c | 0 | 110 | 2.10E+11 | 8.08E+10 | 7850 | 1.3 | 0.02 | 219 | 253 | 254 | 219 | 219 | 1c | 0 | 0 | 219 | 2.10E+11 | 8.08E+10 | 7850 | 4.7719 | 0.02 | 219 | 2.10E+11 | 8.08E+10 | 7850 | 4.7719 | 0.02
| 220 | -11.05 | -3.94 | 0 | 0 |  |  | 110.2 | 120 | 1.3 | 20 | Floater | No | 0 | 8.042e-05 | 0 | 0 | 3460000000 | 3460000000 | 3249000000 | 3249000000 | 0 | 0 | 2662000000 | 3.295e-05 | 16890000000 | 0.65 | N/A | Yes | BEM | Hydrodynamics | (with | Morison | drag) | 0 | 0 | 0 | 220 | -3.94 | 0 | -11.05 | 1 | 0 | 0 | 0 | 0 | [13 empty] | 220 | 254 | 255 | 220 | 220 | 1c | 0 | 0 | 220 | 2.10E+11 | 8.08E+10 | 7850 | 4.6234 | 0.019 | 220 | 2.10E+11 | 8.08E+10 | 7850 | 4.6234 | 0.019
| 221 | 6.06 | 1.97 | -3.412 | 0 |  |  | 111.1 | 28 | 1 | 15 | Floater | No | 0 | 4.642e-05 | 0 | 0 | 1182000000 | 1182000000 | 1875000000 | 1875000000 | 0 | 0 | 909900000 | 1.126e-05 | 9748000000 | 0.65 | N/A | Yes | BEM | Hydrodynamics | (with | Morison | drag) | 0 | 0 | 0 | 221 | 1.97 | -3.412 | 6.06 | 1 | 0 | 0 | 0 | 0 | 111 | 28 | 61 | 111 | 111 | 1c | 0 | 111 | 2.10E+11 | 8.08E+10 | 7850 | 1 | 0.015 | 221 | 255 | 256 | 221 | 221 | 1c | 0 | 0 | 221 | 2.10E+11 | 8.08E+10 | 7850 | 4.4749 | 0.019 | 221 | 2.10E+11 | 8.08E+10 | 7850 | 4.4749 | 0.019
| 222 | -11.05 | 1.97 | -3.412 | 0 |  |  | 111.2 | 61 | 1 | 15 | Floater | No | 0 | 4.642e-05 | 0 | 0 | 1182000000 | 1182000000 | 1875000000 | 1875000000 | 0 | 0 | 909900000 | 1.126e-05 | 9748000000 | 0.65 | N/A | Yes | BEM | Hydrodynamics | (with | Morison | drag) | 0 | 0 | 0 | 222 | 1.97 | -3.412 | -11.05 | 1 | 0 | 0 | 0 | 0 | [13 empty] | 222 | 256 | 257 | 222 | 222 | 1c | 0 | 0 | 222 | 2.10E+11 | 8.08E+10 | 7850 | 4.3265 | 0.018 | 222 | 2.10E+11 | 8.08E+10 | 7850 | 4.3265 | 0.018
| 223 | -3 | -29.517 | -3.536 | 0 | TLM1 |  | 112.1 | 28 | 1 | 15 | Floater | No | 0 | 4.642e-05 | 0 | 0 | 1182000000 | 1182000000 | 1875000000 | 1875000000 | 0 | 0 | 909900000 | 1.126e-05 | 9748000000 | 0.65 | N/A | Yes | BEM | Hydrodynamics | (with | Morison | drag) | 0 | 0 | 0 | 223 | -29.517 | -3.536 | -3 | 1 | 0 | 0 | 0 | 0 | 112 | 28 | 99 | 112 | 112 | 1c | 0 | 112 | 2.10E+11 | 8.08E+10 | 7850 | 1 | 0.015 | 223 | 86 | 58 | 223 | 223 | 1c | 0 | 0 | 223 | 2.10E+11 | 8.08E+10 | 7850 | 1 | 0.02 | 223 | 2.10E+11 | 8.08E+10 | 1 | 1 | 0.02 | [6 empty] | 223 | 86 | 58 | 3 | 3 | 1 | 0 | 1 | 3 | 1 | TRUE
| 224 | -3 | -29.517 | 3.536 | 0 | TLM1 |  | 112.2 | 99 | 1 | 15 | Floater | No | 0 | 4.642e-05 | 0 | 0 | 1182000000 | 1182000000 | 1875000000 | 1875000000 | 0 | 0 | 909900000 | 1.126e-05 | 9748000000 | 0.65 | N/A | Yes | BEM | Hydrodynamics | (with | Morison | drag) | 0 | 0 | 0 | 224 | -29.517 | 3.536 | -3 | 1 | 0 | 0 | 0 | 0 | [13 empty] | 224 | 274 | 182 | 224 | 224 | 1c | 0 | 0 | 224 | 2.10E+11 | 8.08E+10 | 7850 | 1 | 0.03 | 224 | 2.10E+11 | 8.08E+10 | 1 | 1 | 0.03 | [6 empty] | 224 | 274 | 182 | 3 | 3 | 1 | 0 | 1 | 3 | 1 | TRUE
| 225 | -3 | 11.696 | 26.786 | 0 | TLM1 |  | 113.1 | 28 | 1 | 15 | Floater | No | 0 | 4.642e-05 | 0 | 0 | 1182000000 | 1182000000 | 1875000000 | 1875000000 | 0 | 0 | 909900000 | 1.126e-05 | 9748000000 | 0.65 | N/A | Yes | BEM | Hydrodynamics | (with | Morison | drag) | 0 | 0 | 0 | 225 | 11.696 | 26.786 | -3 | 1 | 0 | 0 | 0 | 0 | 113 | 28 | 100 | 113 | 113 | 1c | 0 | 113 | 2.10E+11 | 8.08E+10 | 7850 | 1 | 0.015 | 225 | 181 | 182 | 225 | 225 | 1c | 0 | 0 | 225 | 2.10E+11 | 8.08E+10 | 7850 | 1 | 0.03 | 225 | 2.10E+11 | 8.08E+10 | 1 | 1 | 0.03 | [6 empty] | 225 | 181 | 182 | 3 | 3 | 1 | 0 | 1 | 3 | 1 | TRUE
| 226 | -3 | 17.82 | 23.794 | 0 | TLM1 |  | 113.2 | 100 | 1 | 15 | Floater | No | 0 | 4.642e-05 | 0 | 0 | 1182000000 | 1182000000 | 1875000000 | 1875000000 | 0 | 0 | 909900000 | 1.126e-05 | 9748000000 | 0.65 | N/A | Yes | BEM | Hydrodynamics | (with | Morison | drag) | 0 | 0 | 0 | 226 | 17.82 | 23.794 | -3 | 1 | 0 | 0 | 0 | 0 | [13 empty] | 226 | 181 | 271 | 226 | 226 | 1c | 0 | 0 | 226 | 2.10E+11 | 8.08E+10 | 7850 | 1 | 0.03 | 226 | 2.10E+11 | 8.08E+10 | 1 | 1 | 0.03 | [6 empty] | 226 | 181 | 271 | 3 | 3 | 1 | 0 | 1 | 3 | 1 | TRUE
| 227 | -3 | 17.82 | -23.794 | 0 | TLM1 |  | 114.1 | 43 | 1 | 15 | Floater | No | 0 | 4.642e-05 | 0 | 0 | 1182000000 | 1182000000 | 1875000000 | 1875000000 | 0 | 0 | 909900000 | 1.126e-05 | 9748000000 | 0.65 | N/A | Yes | BEM | Hydrodynamics | (with | Morison | drag) | 0 | 0 | 0 | 227 | 17.82 | -23.794 | -3 | 1 | 0 | 0 | 0 | 0 | 114 | 43 | 73 | 114 | 114 | 1c | 0 | 114 | 2.10E+11 | 8.08E+10 | 7850 | 1 | 0.015 | 227 | 275 | 184 | 227 | 227 | 1c | 0 | 0 | 227 | 2.10E+11 | 8.08E+10 | 7850 | 1 | 0.03 | 227 | 2.10E+11 | 8.08E+10 | 1 | 1 | 0.03 | [6 empty] | 227 | 275 | 184 | 3 | 3 | 1 | 0 | 1 | 3 | 1 | TRUE
| 228 | -3 | 11.696 | -26.786 | 0 | TLM1 |  | 114.2 | 73 | 1 | 15 | Floater | No | 0 | 4.642e-05 | 0 | 0 | 1182000000 | 1182000000 | 1875000000 | 1875000000 | 0 | 0 | 909900000 | 1.126e-05 | 9748000000 | 0.65 | N/A | Yes | BEM | Hydrodynamics | (with | Morison | drag) | 0 | 0 | 0 | 228 | 11.696 | -26.786 | -3 | 1 | 0 | 0 | 0 | 0 | [13 empty] | 228 | 183 | 184 | 228 | 228 | 1c | 0 | 0 | 228 | 2.10E+11 | 8.08E+10 | 7850 | 1 | 0.03 | 228 | 2.10E+11 | 8.08E+10 | 1 | 1 | 0.03 | [6 empty] | 228 | 183 | 184 | 3 | 3 | 1 | 0 | 1 | 3 | 1 | TRUE
1 | 229 | 12 | 0 | 0 | 7439.2 |  |  | 115.1 | 43 | 1 | 15 | Floater | No | 0 | 4.642e-05 | 0 | 0 | 1182000000 | 1182000000 | 1875000000 | 1875000000 | 0 | 0 | 909900000 | 1.126e-05 | 9748000000 | 0.65 | N/A | Yes | BEM | Hydrodynamics | (with | Morison | drag) | 0 | 0 | 0 | 229 | 0 | 0 | 12 | 1 | 0 | 0 | 0 | 0 | 115 | 43 | 74 | 115 | 115 | 1c | 0 | 115 | 2.10E+11 | 8.08E+10 | 7850 | 1 | 0.015 | 229 | 183 | 272 | 229 | 229 | 1c | 0 | 0 | 229 | 2.10E+11 | 8.08E+10 | 7850 | 1 | 0.03 | 229 | 2.10E+11 | 8.08E+10 | 1 | 1 | 0.03 | 229 | 0 | 0 | 12 | 1 | 0 | 229 | 183 | 272 | 3 | 3 | 1 | 0 | 1 | 3 | 1 | TRUE
2 | 230 | 12.3 | 0 | 0 | 0 |  |  | 115.2 | 74 | 1 | 15 | Floater | No | 0 | 4.642e-05 | 0 | 0 | 1182000000 | 1182000000 | 1875000000 | 1875000000 | 0 | 0 | 909900000 | 1.126e-05 | 9748000000 | 0.65 | N/A | Yes | BEM | Hydrodynamics | (with | Morison | drag) | 0 | 0 | 0 | 230 | 0 | 0 | 12.3 | 1 | 0 | 0 | 0 | 0 | [13 empty] | 230 | 276 | 186 | 230 | 230 | 1c | 0 | 0 | 230 | 2.10E+11 | 8.08E+10 | 7850 | 1 | 0.03 | 230 | 2.10E+11 | 8.08E+10 | 1 | 1 | 0.03 | 230 | 0 | 0 | 12.3 | 1 | 0 | 230 | 276 | 186 | 3 | 3 | 1 | 0 | 1 | 3 | 1 | TRUE
3 | 231 | 14.4 | 0 | 0 | 0 |  |  | 116.1 | 43 | 1 | 15 | Floater | No | 0 | 4.642e-05 | 0 | 0 | 1182000000 | 1182000000 | 1875000000 | 1875000000 | 0 | 0 | 909900000 | 1.126e-05 | 9748000000 | 0.65 | N/A | Yes | BEM | Hydrodynamics | (with | Morison | drag) | 0 | 0 | 0 | 231 | 0 | 0 | 14.4 | 1 | 0 | 0 | 0 | 0 | 116 | 43 | 113 | 116 | 116 | 1c | 0 | 116 | 2.10E+11 | 8.08E+10 | 7850 | 1 | 0.015 | 231 | 185 | 186 | 231 | 231 | 1c | 0 | 0 | 231 | 2.10E+11 | 8.08E+10 | 7850 | 1 | 0.03 | 231 | 2.10E+11 | 8.08E+10 | 1 | 1 | 0.03 | 231 | 0 | 0 | 14.4 | 1 | 0 | 231 | 185 | 186 | 3 | 3 | 1 | 0 | 1 | 3 | 1 | TRUE
4 | 232 | 16.5 | 0 | 0 | 0 |  |  | 116.2 | 113 | 1 | 15 | Floater | No | 0 | 4.642e-05 | 0 | 0 | 1182000000 | 1182000000 | 1875000000 | 1875000000 | 0 | 0 | 909900000 | 1.126e-05 | 9748000000 | 0.65 | N/A | Yes | BEM | Hydrodynamics | (with | Morison | drag) | 0 | 0 | 0 | 232 | 0 | 0 | 16.5 | 1 | 0 | 0 | 0 | 0 | [13 empty] | 232 | 185 | 273 | 232 | 232 | 1c | 0 | 0 | 232 | 2.10E+11 | 8.08E+10 | 7850 | 1 | 0.03 | 232 | 2.10E+11 | 8.08E+10 | 1 | 1 | 0.03 | 232 | 0 | 0 | 16.5 | 1 | 0 | 232 | 185 | 273 | 3 | 3 | 1 | 0 | 1 | 3 | 1 | TRUE
5 | 233 | 18.6 | 0 | 0 | 0 |  |  | 117.1 | 58 | 1 | 15 | Floater | No | 0 | 4.642e-05 | 0 | 0 | 1182000000 | 1182000000 | 1875000000 | 1875000000 | 0 | 0 | 909900000 | 1.126e-05 | 9748000000 | 0.65 | N/A | Yes | BEM | Hydrodynamics | (with | Morison | drag) | 0 | 0 | 0 | 233 | 0 | 0 | 18.6 | 1 | 0 | 0 | 0 | 0 | 117 | 58 | 87 | 117 | 117 | 1c | 0 | 117 | 2.10E+11 | 8.08E+10 | 7850 | 1 | 0.015 | 233 | 63 | 187 | 233 | 233 | 1c | 0 | 0 | 233 | 2.10E+11 | 8.08E+10 | 7850 | 0.8 | 0.015 | 233 | 2.10E+11 | 8.08E+10 | 1 | 0.8 | 0.015 | 233 | 0 | 0 | 18.6 | 1 | 0 | 233 | 63 | 187 | 3 | 3 | 1 | 0 | 1 | 3 | 1 | TRUE
6 | 234 | 20.7 | 0 | 0 | 0 |  |  | 117.2 | 87 | 1 | 15 | Floater | No | 0 | 4.642e-05 | 0 | 0 | 1182000000 | 1182000000 | 1875000000 | 1875000000 | 0 | 0 | 909900000 | 1.126e-05 | 9748000000 | 0.65 | N/A | Yes | BEM | Hydrodynamics | (with | Morison | drag) | 0 | 0 | 0 | 234 | 0 | 0 | 20.7 | 1 | 0 | 0 | 0 | 0 | [13 empty] | 234 | 187 | 188 | 234 | 234 | 1c | 0 | 0 | 234 | 2.10E+11 | 8.08E+10 | 7850 | 0.8 | 0.015 | 234 | 2.10E+11 | 8.08E+10 | 1 | 0.8 | 0.015 | 234 | 0 | 0 | 20.7 | 1 | 0 | 234 | 187 | 188 | 3 | 3 | 1 | 0 | 1 | 3 | 1 | TRUE
7 | 235 | 22.8 | 0 | 0 | 0 |  |  | 118.1 | 58 | 1 | 15 | Floater | No | 0 | 4.642e-05 | 0 | 0 | 1182000000 | 1182000000 | 1875000000 | 1875000000 | 0 | 0 | 909900000 | 1.126e-05 | 9748000000 | 0.65 | N/A | Yes | BEM | Hydrodynamics | (with | Morison | drag) | 0 | 0 | 0 | 235 | 0 | 0 | 22.8 | 1 | 0 | 0 | 0 | 0 | 118 | 58 | 120 | 118 | 118 | 1c | 0 | 118 | 2.10E+11 | 8.08E+10 | 7850 | 1 | 0.015 | 235 | 188 | 126 | 235 | 235 | 1c | 0 | 0 | 235 | 2.10E+11 | 8.08E+10 | 7850 | 0.8 | 0.015 | 235 | 2.10E+11 | 8.08E+10 | 1 | 0.8 | 0.015 | 235 | 0 | 0 | 22.8 | 1 | 0 | 235 | 188 | 126 | 3 | 3 | 1 | 0 | 1 | 3 | 1 | TRUE
8 | 236 | 25.4 | 0 | 0 | 0 |  |  | 118.2 | 120 | 1 | 15 | Floater | No | 0 | 4.642e-05 | 0 | 0 | 1182000000 | 1182000000 | 1875000000 | 1875000000 | 0 | 0 | 909900000 | 1.126e-05 | 9748000000 | 0.65 | N/A | Yes | BEM | Hydrodynamics | (with | Morison | drag) | 0 | 0 | 0 | 236 | 0 | 0 | 25.4 | 1 | 0 | 0 | 0 | 0 | [13 empty] | 236 | 71 | 189 | 236 | 236 | 1c | 0 | 0 | 236 | 2.10E+11 | 8.08E+10 | 7850 | 0.8 | 0.015 | 236 | 2.10E+11 | 8.08E+10 | 1 | 0.8 | 0.015 | 236 | 0 | 0 | 25.4 | 1 | 0 | 236 | 71 | 189 | 3 | 3 | 1 | 0 | 1 | 3 | 1 | TRUE
9 | 237 | 28 | 0 | 0 | 0 |  |  | 119.1 | 13 | 1.3 | 20 | Floater | No | 0 | 8.042e-05 | 0 | 0 | 3460000000 | 3460000000 | 3249000000 | 3249000000 | 0 | 0 | 2662000000 | 3.295e-05 | 16890000000 | 0.65 | N/A | Yes | BEM | Hydrodynamics | (with | Morison | drag) | 0 | 0 | 0 | 237 | 0 | 0 | 28 | 1 | 0 | 0 | 0 | 0 | 119 | 13 | 106 | 119 | 119 | 1c | 0 | 119 | 2.10E+11 | 8.08E+10 | 7850 | 1.3 | 0.02 | 237 | 189 | 190 | 237 | 237 | 1c | 0 | 0 | 237 | 2.10E+11 | 8.08E+10 | 7850 | 0.8 | 0.015 | 237 | 2.10E+11 | 8.08E+10 | 1 | 0.8 | 0.015 | 237 | 0 | 0 | 28 | 1 | 0 | 237 | 189 | 190 | 3 | 3 | 1 | 0 | 1 | 3 | 1 | TRUE
10 | 238 | 30.6 | 0 | 0 | 0 |  |  | 119.2 | 106 | 1.3 | 20 | Floater | No | 0 | 8.042e-05 | 0 | 0 | 3460000000 | 3460000000 | 3249000000 | 3249000000 | 0 | 0 | 2662000000 | 3.295e-05 | 16890000000 | 0.65 | N/A | Yes | BEM | Hydrodynamics | (with | Morison | drag) | 0 | 0 | 0 | 238 | 0 | 0 | 30.6 | 1 | 0 | 0 | 0 | 0 | [13 empty] | 238 | 190 | 128 | 238 | 238 | 1c | 0 | 0 | 238 | 2.10E+11 | 8.08E+10 | 7850 | 0.8 | 0.015 | 238 | 2.10E+11 | 8.08E+10 | 1 | 0.8 | 0.015 | 238 | 0 | 0 | 30.6 | 1 | 0 | 238 | 190 | 128 | 3 | 3 | 1 | 0 | 1 | 3 | 1 | TRUE
11 | 239 | 33.2 | 0 | 0 | 0 |  |  | 120.1 | 13 | 1.3 | 20 | Floater | No | 0 | 8.042e-05 | 0 | 0 | 3460000000 | 3460000000 | 3249000000 | 3249000000 | 0 | 0 | 2662000000 | 3.295e-05 | 16890000000 | 0.65 | N/A | Yes | BEM | Hydrodynamics | (with | Morison | drag) | 0 | 0 | 0 | 239 | 0 | 0 | 33.2 | 1 | 0 | 0 | 0 | 0 | 120 | 13 | 107 | 120 | 120 | 1c | 0 | 120 | 2.10E+11 | 8.08E+10 | 7850 | 1.3 | 0.02 | 239 | 76 | 191 | 239 | 239 | 1c | 0 | 0 | 239 | 2.10E+11 | 8.08E+10 | 7850 | 0.8 | 0.015 | 239 | 2.10E+11 | 8.08E+10 | 1 | 0.8 | 0.015 | 239 | 0 | 0 | 33.2 | 1 | 0 | 239 | 76 | 191 | 3 | 3 | 1 | 0 | 1 | 3 | 1 | TRUE
12 | 240 | 35.75 | 0 | 0 | 3441.1 |  |  | 120.2 | 107 | 1.3 | 20 | Floater | No | 0 | 8.042e-05 | 0 | 0 | 3460000000 | 3460000000 | 3249000000 | 3249000000 | 0 | 0 | 2662000000 | 3.295e-05 | 16890000000 | 0.65 | N/A | Yes | BEM | Hydrodynamics | (with | Morison | drag) | 0 | 0 | 0 | 240 | 0 | 0 | 35.75 | 1 | 0 | 0 | 0 | 0 | [13 empty] | 240 | 191 | 192 | 240 | 240 | 1c | 0 | 0 | 240 | 2.10E+11 | 8.08E+10 | 7850 | 0.8 | 0.015 | 240 | 2.10E+11 | 8.08E+10 | 1 | 0.8 | 0.015 | 240 | 0 | 0 | 35.75 | 1 | 0 | 240 | 191 | 192 | 3 | 3 | 1 | 0 | 1 | 3 | 1 | TRUE
13 | 241 | 36 | 0 | 0 | 3441.1 |  |  | 121.1 | 13 | 1.3 | 20 | Floater | No | 0 | 8.042e-05 | 0 | 0 | 3460000000 | 3460000000 | 3249000000 | 3249000000 | 0 | 0 | 2662000000 | 3.295e-05 | 16890000000 | 0.65 | N/A | Yes | BEM | Hydrodynamics | (with | Morison | drag) | 0 | 0 | 0 | 241 | 0 | 0 | 36 | 1 | 0 | 0 | 0 | 0 | 121 | 13 | 114 | 121 | 121 | 1c | 0 | 121 | 2.10E+11 | 8.08E+10 | 7850 | 1.3 | 0.02 | 241 | 192 | 139 | 241 | 241 | 1c | 0 | 0 | 241 | 2.10E+11 | 8.08E+10 | 7850 | 0.8 | 0.015 | 241 | 2.10E+11 | 8.08E+10 | 1 | 0.8 | 0.015 | 241 | 0 | 0 | 36 | 1 | 0 | 241 | 192 | 139 | 3 | 3 | 1 | 0 | 1 | 3 | 1 | TRUE
14 | 242 | 36.25 | 0 | 0 | 0 |  |  | 121.2 | 114 | 1.3 | 20 | Floater | No | 0 | 8.042e-05 | 0 | 0 | 3460000000 | 3460000000 | 3249000000 | 3249000000 | 0 | 0 | 2662000000 | 3.295e-05 | 16890000000 | 0.65 | N/A | Yes | BEM | Hydrodynamics | (with | Morison | drag) | 0 | 0 | 0 | 242 | 0 | 0 | 36.25 | 1 | 0 | 0 | 0 | 0 | [13 empty] | 242 | 84 | 193 | 242 | 242 | 1c | 0 | 0 | 242 | 2.10E+11 | 8.08E+10 | 7850 | 0.8 | 0.015 | 242 | 2.10E+11 | 8.08E+10 | 1 | 0.8 | 0.015 | 242 | 0 | 0 | 36.25 | 1 | 0 | 242 | 84 | 193 | 3 | 3 | 1 | 0 | 1 | 3 | 1 | TRUE
15 | 243 | 38.75 | 0 | 0 | 0 |  |  | 122.1 | 17 | 1 | 20 | Floater | No | 0 | 6.158e-05 | 0 | 0 | 1553000000 | 1553000000 | 2488000000 | 2488000000 | 0 | 0 | 1195000000 | 1.479e-05 | 12930000000 | 0.65 | N/A | Yes | BEM | Hydrodynamics | (with | Morison | drag) | 0 | 0 | 0 | 243 | 0 | 0 | 38.75 | 1 | 0 | 0 | 0 | 0 | 122 | 17 | 121 | 122 | 122 | 1c | 0 | 122 | 2.10E+11 | 8.08E+10 | 7850 | 1 | 0.02 | 243 | 193 | 194 | 243 | 243 | 1c | 0 | 0 | 243 | 2.10E+11 | 8.08E+10 | 7850 | 0.8 | 0.015 | 243 | 2.10E+11 | 8.08E+10 | 1 | 0.8 | 0.015 | 243 | 0 | 0 | 38.75 | 1 | 0 | 243 | 193 | 194 | 3 | 3 | 1 | 0 | 1 | 3 | 1 | TRUE
16 | 244 | 41.3 | 0 | 0 | 0 |  |  | 122.2 | 121 | 1 | 20 | Floater | No | 0 | 6.158e-05 | 0 | 0 | 1553000000 | 1553000000 | 2488000000 | 2488000000 | 0 | 0 | 1195000000 | 1.479e-05 | 12930000000 | 0.65 | N/A | Yes | BEM | Hydrodynamics | (with | Morison | drag) | 0 | 0 | 0 | 244 | 0 | 0 | 41.3 | 1 | 0 | 0 | 0 | 0 | [13 empty] | 244 | 194 | 141 | 244 | 244 | 1c | 0 | 0 | 244 | 2.10E+11 | 8.08E+10 | 7850 | 0.8 | 0.015 | 244 | 2.10E+11 | 8.08E+10 | 1 | 0.8 | 0.015 | 244 | 0 | 0 | 41.3 | 1 | 0 | 244 | 194 | 141 | 3 | 3 | 1 | 0 | 1 | 3 | 1 | TRUE
17 | 245 | 43.85 | 0 | 0 | 0 |  |  | 123.1 | 121 | 1 | 20 | Floater | No | 0 | 6.158e-05 | 0 | 0 | 1553000000 | 1553000000 | 2488000000 | 2488000000 | 0 | 0 | 1195000000 | 1.479e-05 | 12930000000 | 0.65 | N/A | Yes | BEM | Hydrodynamics | (with | Morison | drag) | 0 | 0 | 0 | 245 | 0 | 0 | 43.85 | 1 | 0 | 0 | 0 | 0 | 123 | 121 | 122 | 123 | 123 | 1c | 0 | 123 | 2.10E+11 | 8.08E+10 | 7850 | 1 | 0.02 | 245 | 89 | 195 | 245 | 245 | 1c | 0 | 0 | 245 | 2.10E+11 | 8.08E+10 | 7850 | 0.8 | 0.015 | 245 | 2.10E+11 | 8.08E+10 | 1 | 0.8 | 0.015 | 245 | 0 | 0 | 43.85 | 1 | 0 | 245 | 89 | 195 | 3 | 3 | 1 | 0 | 1 | 3 | 1 | TRUE
18 | 246 | 46.4 | 0 | 0 | 0 |  |  | 123.2 | 122 | 1 | 20 | Floater | No | 0 | 6.158e-05 | 0 | 0 | 1553000000 | 1553000000 | 2488000000 | 2488000000 | 0 | 0 | 1195000000 | 1.479e-05 | 12930000000 | 0.65 | N/A | Yes | BEM | Hydrodynamics | (with | Morison | drag) | 0 | 0 | 0 | 246 | 0 | 0 | 46.4 | 1 | 0 | 0 | 0 | 0 | [13 empty] | 246 | 195 | 196 | 246 | 246 | 1c | 0 | 0 | 246 | 2.10E+11 | 8.08E+10 | 7850 | 0.8 | 0.015 | 246 | 2.10E+11 | 8.08E+10 | 1 | 0.8 | 0.015 | 246 | 0 | 0 | 46.4 | 1 | 0 | 246 | 195 | 196 | 3 | 3 | 1 | 0 | 1 | 3 | 1 | TRUE
19 | 247 | 48.95 | 0 | 0 | 0 |  |  | 124.1 | 122 | 1 | 20 | Floater | No | 0 | 6.158e-05 | 0 | 0 | 1553000000 | 1553000000 | 2488000000 | 2488000000 | 0 | 0 | 1195000000 | 1.479e-05 | 12930000000 | 0.65 | N/A | Yes | BEM | Hydrodynamics | (with | Morison | drag) | 0 | 0 | 0 | 247 | 0 | 0 | 48.95 | 1 | 0 | 0 | 0 | 0 | 124 | 122 | 123 | 124 | 124 | 1c | 0 | 124 | 2.10E+11 | 8.08E+10 | 7850 | 1 | 0.02 | 247 | 196 | 152 | 247 | 247 | 1c | 0 | 0 | 247 | 2.10E+11 | 8.08E+10 | 7850 | 0.8 | 0.015 | 247 | 2.10E+11 | 8.08E+10 | 1 | 0.8 | 0.015 | 247 | 0 | 0 | 48.95 | 1 | 0 | 247 | 196 | 152 | 3 | 3 | 1 | 0 | 1 | 3 | 1 | TRUE
20 | 248 | 51.5 | 0 | 0 | 0 |  |  | 124.2 | 123 | 1 | 20 | Floater | No | 0 | 6.158e-05 | 0 | 0 | 1553000000 | 1553000000 | 2488000000 | 2488000000 | 0 | 0 | 1195000000 | 1.479e-05 | 12930000000 | 0.65 | N/A | Yes | BEM | Hydrodynamics | (with | Morison | drag) | 0 | 0 | 0 | 248 | 0 | 0 | 51.5 | 1 | 0 | 0 | 0 | 0 | [13 empty] | 248 | 97 | 197 | 248 | 248 | 1c | 0 | 0 | 248 | 2.10E+11 | 8.08E+10 | 7850 | 0.8 | 0.015 | 248 | 2.10E+11 | 8.08E+10 | 1 | 0.8 | 0.015 | 248 | 0 | 0 | 51.5 | 1 | 0 | 248 | 97 | 197 | 3 | 3 | 1 | 0 | 1 | 3 | 1 | TRUE
21 | 249 | 54 | 0 | 0 | 3146.1 |  |  | 125.1 | 123 | 1 | 20 | Floater | No | 0 | 6.158e-05 | 0 | 0 | 1553000000 | 1553000000 | 2488000000 | 2488000000 | 0 | 0 | 1195000000 | 1.479e-05 | 12930000000 | 0.65 | N/A | Yes | BEM | Hydrodynamics | (with | Morison | drag) | 0 | 0 | 0 | 249 | 0 | 0 | 54 | 1 | 0 | 0 | 0 | 0 | 125 | 123 | 124 | 125 | 125 | 1c | 0 | 125 | 2.10E+11 | 8.08E+10 | 7850 | 1 | 0.02 | 249 | 197 | 198 | 249 | 249 | 1c | 0 | 0 | 249 | 2.10E+11 | 8.08E+10 | 7850 | 0.8 | 0.015 | 249 | 2.10E+11 | 8.08E+10 | 1 | 0.8 | 0.015 | 249 | 0 | 0 | 54 | 1 | 0 | 249 | 197 | 198 | 3 | 3 | 1 | 0 | 1 | 3 | 1 | TRUE
22 | 250 | 54.225 | 0 | 0 | 3146.1 |  |  | 125.2 | 124 | 1 | 20 | Floater | No | 0 | 6.158e-05 | 0 | 0 | 1553000000 | 1553000000 | 2488000000 | 2488000000 | 0 | 0 | 1195000000 | 1.479e-05 | 12930000000 | 0.65 | N/A | Yes | BEM | Hydrodynamics | (with | Morison | drag) | 0 | 0 | 0 | 250 | 0 | 0 | 54.225 | 1 | 0 | 0 | 0 | 0 | [13 empty] | 250 | 198 | 154 | 250 | 250 | 1c | 0 | 0 | 250 | 2.10E+11 | 8.08E+10 | 7850 | 0.8 | 0.015 | 250 | 2.10E+11 | 8.08E+10 | 1 | 0.8 | 0.015 | 250 | 0 | 0 | 54.225 | 1 | 0 | 250 | 198 | 154 | 3 | 3 | 1 | 0 | 1 | 3 | 1 | TRUE
23 | 251 | 54.45 | 0 | 0 | 0 |  |  | 126.1 | 124 | 1 | 20 | Floater | No | 0 | 6.158e-05 | 0 | 0 | 1553000000 | 1553000000 | 2488000000 | 2488000000 | 0 | 0 | 1195000000 | 1.479e-05 | 12930000000 | 0.65 | N/A | Yes | BEM | Hydrodynamics | (with | Morison | drag) | 0 | 0 | 0 | 251 | 0 | 0 | 54.45 | 1 | 0 | 0 | 0 | 0 | 126 | 124 | 125 | 126 | 126 | 1c | 0 | 126 | 2.10E+11 | 8.08E+10 | 7850 | 1 | 0.02 | 251 | 62 | 199 | 251 | 251 | 1c | 0 | 0 | 251 | 2.10E+11 | 8.08E+10 | 7850 | 0.5 | 0.01 | 251 | 2.10E+11 | 8.08E+10 | 1 | 0.5 | 0.01 | 251 | 0 | 0 | 54.45 | 1 | 0 | 251 | 62 | 199 | 3 | 3 | 1 | 0 | 1 | 3 | 1 | TRUE
24 | 252 | 56.95 | 0 | 0 | 0 |  |  | 126.2 | 125 | 1 | 20 | Floater | No | 0 | 6.158e-05 | 0 | 0 | 1553000000 | 1553000000 | 2488000000 | 2488000000 | 0 | 0 | 1195000000 | 1.479e-05 | 12930000000 | 0.65 | N/A | Yes | BEM | Hydrodynamics | (with | Morison | drag) | 0 | 0 | 0 | 252 | 0 | 0 | 56.95 | 1 | 0 | 0 | 0 | 0 | [13 empty] | 252 | 199 | 200 | 252 | 252 | 1c | 0 | 0 | 252 | 2.10E+11 | 8.08E+10 | 7850 | 0.5 | 0.01 | 252 | 2.10E+11 | 8.08E+10 | 1 | 0.5 | 0.01 | 252 | 0 | 0 | 56.95 | 1 | 0 | 252 | 199 | 200 | 3 | 3 | 1 | 0 | 1 | 3 | 1 | TRUE
25 | 253 | 59.5 | 0 | 0 | 0 |  |  | 127.1 | 125 | 1 | 20 | Floater | No | 0 | 6.158e-05 | 0 | 0 | 1553000000 | 1553000000 | 2488000000 | 2488000000 | 0 | 0 | 1195000000 | 1.479e-05 | 12930000000 | 0.65 | N/A | Yes | BEM | Hydrodynamics | (with | Morison | drag) | 0 | 0 | 0 | 253 | 0 | 0 | 59.5 | 1 | 0 | 0 | 0 | 0 | 127 | 125 | 126 | 127 | 127 | 1c | 0 | 127 | 2.10E+11 | 8.08E+10 | 7850 | 1 | 0.02 | 253 | 200 | 122 | 253 | 253 | 1c | 0 | 0 | 253 | 2.10E+11 | 8.08E+10 | 7850 | 0.5 | 0.01 | 253 | 2.10E+11 | 8.08E+10 | 1 | 0.5 | 0.01 | 253 | 0 | 0 | 59.5 | 1 | 0 | 253 | 200 | 122 | 3 | 3 | 1 | 0 | 1 | 3 | 1 | TRUE
26 | 254 | 62.05 | 0 | 0 | 0 |  |  | 127.2 | 126 | 1 | 20 | Floater | No | 0 | 6.158e-05 | 0 | 0 | 1553000000 | 1553000000 | 2488000000 | 2488000000 | 0 | 0 | 1195000000 | 1.479e-05 | 12930000000 | 0.65 | N/A | Yes | BEM | Hydrodynamics | (with | Morison | drag) | 0 | 0 | 0 | 254 | 0 | 0 | 62.05 | 1 | 0 | 0 | 0 | 0 | [13 empty] | 254 | 67 | 201 | 254 | 254 | 1c | 0 | 0 | 254 | 2.10E+11 | 8.08E+10 | 7850 | 0.5 | 0.01 | 254 | 2.10E+11 | 8.08E+10 | 1 | 0.5 | 0.01 | 254 | 0 | 0 | 62.05 | 1 | 0 | 254 | 67 | 201 | 3 | 3 | 1 | 0 | 1 | 3 | 1 | TRUE
27 | 255 | 64.6 | 0 | 0 | 0 |  |  | 128.1 | 126 | 1 | 20 | Floater | No | 0 | 6.158e-05 | 0 | 0 | 1553000000 | 1553000000 | 2488000000 | 2488000000 | 0 | 0 | 1195000000 | 1.479e-05 | 12930000000 | 0.65 | N/A | Yes | BEM | Hydrodynamics | (with | Morison | drag) | 0 | 0 | 0 | 255 | 0 | 0 | 64.6 | 1 | 0 | 0 | 0 | 0 | 128 | 126 | 127 | 128 | 128 | 1c | 0 | 128 | 2.10E+11 | 8.08E+10 | 7850 | 1 | 0.02 | 255 | 201 | 202 | 255 | 255 | 1c | 0 | 0 | 255 | 2.10E+11 | 8.08E+10 | 7850 | 0.5 | 0.01 | 255 | 2.10E+11 | 8.08E+10 | 1 | 0.5 | 0.01 | 255 | 0 | 0 | 64.6 | 1 | 0 | 255 | 201 | 202 | 3 | 3 | 1 | 0 | 1 | 3 | 1 | TRUE
28 | 256 | 67.15 | 0 | 0 | 0 |  |  | 128.2 | 127 | 1 | 20 | Floater | No | 0 | 6.158e-05 | 0 | 0 | 1553000000 | 1553000000 | 2488000000 | 2488000000 | 0 | 0 | 1195000000 | 1.479e-05 | 12930000000 | 0.65 | N/A | Yes | BEM | Hydrodynamics | (with | Morison | drag) | 0 | 0 | 0 | 256 | 0 | 0 | 67.15 | 1 | 0 | 0 | 0 | 0 | [13 empty] | 256 | 202 | 127 | 256 | 256 | 1c | 0 | 0 | 256 | 2.10E+11 | 8.08E+10 | 7850 | 0.5 | 0.01 | 256 | 2.10E+11 | 8.08E+10 | 1 | 0.5 | 0.01 | 256 | 0 | 0 | 67.15 | 1 | 0 | 256 | 202 | 127 | 3 | 3 | 1 | 0 | 1 | 3 | 1 | TRUE
29 | 257 | 69.7 | 0 | 0 | 0 |  |  | 129.1 | 127 | 1 | 20 | Floater | No | 0 | 6.158e-05 | 0 | 0 | 1553000000 | 1553000000 | 2488000000 | 2488000000 | 0 | 0 | 1195000000 | 1.479e-05 | 12930000000 | 0.65 | N/A | Yes | BEM | Hydrodynamics | (with | Morison | drag) | 0 | 0 | 0 | 257 | 0 | 0 | 69.7 | 1 | 0 | 0 | 0 | 0 | 129 | 127 | 128 | 129 | 129 | 1c | 0 | 129 | 2.10E+11 | 8.08E+10 | 7850 | 1 | 0.02 | 257 | 72 | 203 | 257 | 257 | 1c | 0 | 0 | 257 | 2.10E+11 | 8.08E+10 | 7850 | 0.5 | 0.01 | 257 | 2.10E+11 | 8.08E+10 | 1 | 0.5 | 0.01 | 257 | 0 | 0 | 69.7 | 1 | 0 | 257 | 72 | 203 | 3 | 3 | 1 | 0 | 1 | 3 | 1 | TRUE
30 | 258 | 72.25 | 0 | 0 | 0 |  |  | 129.2 | 128 | 1 | 20 | Floater | No | 0 | 6.158e-05 | 0 | 0 | 1553000000 | 1553000000 | 2488000000 | 2488000000 | 0 | 0 | 1195000000 | 1.479e-05 | 12930000000 | 0.65 | N/A | Yes | BEM | Hydrodynamics | (with | Morison | drag) | 0 | 0 | 0 | 258 | 0 | 0 | 72.25 | 1 | 0 | 0 | 0 | 0 | [13 empty] | 258 | 203 | 204 | 258 | 258 | 1c | 0 | 0 | 258 | 2.10E+11 | 8.08E+10 | 7850 | 0.5 | 0.01 | 258 | 2.10E+11 | 8.08E+10 | 1 | 0.5 | 0.01 | 258 | 0 | 0 | 72.25 | 1 | 0 | 258 | 203 | 204 | 3 | 3 | 1 | 0 | 1 | 3 | 1 | TRUE
31 | 259 | 74.8 | 0 | 0 | 0 |  |  | 130.1 | 128 | 1 | 20 | Floater | No | 0 | 6.158e-05 | 0 | 0 | 1553000000 | 1553000000 | 2488000000 | 2488000000 | 0 | 0 | 1195000000 | 1.479e-05 | 12930000000 | 0.65 | N/A | Yes | BEM | Hydrodynamics | (with | Morison | drag) | 0 | 0 | 0 | 259 | 0 | 0 | 74.8 | 1 | 0 | 0 | 0 | 0 | 130 | 128 | 129 | 130 | 130 | 1c | 0 | 130 | 2.10E+11 | 8.08E+10 | 7850 | 1 | 0.02 | 259 | 204 | 132 | 259 | 259 | 1c | 0 | 0 | 259 | 2.10E+11 | 8.08E+10 | 7850 | 0.5 | 0.015 | 259 | 2.10E+11 | 8.08E+10 | 1 | 0.5 | 0.015 | 259 | 0 | 0 | 74.8 | 1 | 0 | 259 | 204 | 132 | 3 | 3 | 1 | 0 | 1 | 3 | 1 | TRUE
32 | 260 | 77.35 | 0 | 0 | 0 |  |  | 130.2 | 129 | 1 | 20 | Floater | No | 0 | 6.158e-05 | 0 | 0 | 1553000000 | 1553000000 | 2488000000 | 2488000000 | 0 | 0 | 1195000000 | 1.479e-05 | 12930000000 | 0.65 | N/A | Yes | BEM | Hydrodynamics | (with | Morison | drag) | 0 | 0 | 0 | 260 | 0 | 0 | 77.35 | 1 | 0 | 0 | 0 | 0 | [13 empty] | 260 | 75 | 205 | 260 | 260 | 1c | 0 | 0 | 260 | 2.10E+11 | 8.08E+10 | 7850 | 0.5 | 0.01 | 260 | 2.10E+11 | 8.08E+10 | 1 | 0.5 | 0.01 | 260 | 0 | 0 | 77.35 | 1 | 0 | 260 | 75 | 205 | 3 | 3 | 1 | 0 | 1 | 3 | 1 | TRUE
33 | 261 | 79.9 | 0 | 0 | 0 |  |  | 131.1 | 129 | 1 | 20 | Floater | No | 0 | 6.158e-05 | 0 | 0 | 1553000000 | 1553000000 | 2488000000 | 2488000000 | 0 | 0 | 1195000000 | 1.479e-05 | 12930000000 | 0.65 | N/A | Yes | BEM | Hydrodynamics | (with | Morison | drag) | 0 | 0 | 0 | 261 | 0 | 0 | 79.9 | 1 | 0 | 0 | 0 | 0 | 131 | 129 | 130 | 131 | 131 | 1c | 0 | 131 | 2.10E+11 | 8.08E+10 | 7850 | 1 | 0.02 | 261 | 205 | 206 | 261 | 261 | 1c | 0 | 0 | 261 | 2.10E+11 | 8.08E+10 | 7850 | 0.5 | 0.01 | 261 | 2.10E+11 | 8.08E+10 | 1 | 0.5 | 0.01 | 261 | 0 | 0 | 79.9 | 1 | 0 | 261 | 205 | 206 | 3 | 3 | 1 | 0 | 1 | 3 | 1 | TRUE
34 | 262 | 82.226 | 0 | 0 | 0 |  |  | 131.2 | 130 | 1 | 20 | Floater | No | 0 | 6.158e-05 | 0 | 0 | 1553000000 | 1553000000 | 2488000000 | 2488000000 | 0 | 0 | 1195000000 | 1.479e-05 | 12930000000 | 0.65 | N/A | Yes | BEM | Hydrodynamics | (with | Morison | drag) | 0 | 0 | 0 | 262 | 0 | 0 | 82.226 | 1 | 0 | 0 | 0 | 0 | [13 empty] | 262 | 206 | 135 | 262 | 262 | 1c | 0 | 0 | 262 | 2.10E+11 | 8.08E+10 | 7850 | 0.5 | 0.01 | 262 | 2.10E+11 | 8.08E+10 | 1 | 0.5 | 0.01 | 262 | 0 | 0 | 82.226 | 1 | 0 | 262 | 206 | 135 | 3 | 3 | 1 | 0 | 1 | 3 | 1 | TRUE
35 | 263 | 84.552 | 0 | 0 | 0 |  |  | 132.1 | 130 | 1 | 20 | Floater | No | 0 | 6.158e-05 | 0 | 0 | 1553000000 | 1553000000 | 2488000000 | 2488000000 | 0 | 0 | 1195000000 | 1.479e-05 | 12930000000 | 0.65 | N/A | Yes | BEM | Hydrodynamics | (with | Morison | drag) | 0 | 0 | 0 | 263 | 0 | 0 | 84.552 | 1 | 0 | 0 | 0 | 0 | 132 | 130 | 131 | 132 | 132 | 1c | 0 | 132 | 2.10E+11 | 8.08E+10 | 7850 | 1 | 0.02 | 263 | 80 | 207 | 263 | 263 | 1c | 0 | 0 | 263 | 2.10E+11 | 8.08E+10 | 7850 | 0.5 | 0.01 | 263 | 2.10E+11 | 8.08E+10 | 1 | 0.5 | 0.01 | 263 | 0 | 0 | 84.552 | 1 | 0 | 263 | 80 | 207 | 3 | 3 | 1 | 0 | 1 | 3 | 1 | TRUE
36 | 264 | 84.777 | 0 | 0 | 1529.4 |  |  | 132.2 | 131 | 1 | 20 | Floater | No | 0 | 6.158e-05 | 0 | 0 | 1553000000 | 1553000000 | 2488000000 | 2488000000 | 0 | 0 | 1195000000 | 1.479e-05 | 12930000000 | 0.65 | N/A | Yes | BEM | Hydrodynamics | (with | Morison | drag) | 0 | 0 | 0 | 264 | 0 | 0 | 84.777 | 1 | 0 | 0 | 0 | 0 | [13 empty] | 264 | 207 | 208 | 264 | 264 | 1c | 0 | 0 | 264 | 2.10E+11 | 8.08E+10 | 7850 | 0.5 | 0.01 | 264 | 2.10E+11 | 8.08E+10 | 1 | 0.5 | 0.01 | 264 | 0 | 0 | 84.777 | 1 | 0 | 264 | 207 | 208 | 3 | 3 | 1 | 0 | 1 | 3 | 1 | TRUE
| 265 | 5.04 | 9.94 | 17.217 | 0 |  |  | 133.1 | 131 | 1 | 20 | Floater | No | 0 | 6.158e-05 | 0 | 0 | 1553000000 | 1553000000 | 2488000000 | 2488000000 | 0 | 0 | 1195000000 | 1.479e-05 | 12930000000 | 0.65 | N/A | Yes | BEM | Hydrodynamics | (with | Morison | drag) | 0 | 0 | 0 | 265 | 9.94 | 17.217 | 5.04 | 1 | 0 | 0 | 0 | 0 | 133 | 131 | 132 | 133 | 133 | 1c | 0 | 133 | 2.10E+11 | 8.08E+10 | 7850 | 1 | 0.02 | 265 | 208 | 140 | 265 | 265 | 1c | 0 | 0 | 265 | 2.10E+11 | 8.08E+10 | 7850 | 0.5 | 0.01 | 265 | 2.10E+11 | 8.08E+10 | 1 | 0.5 | 0.01 | 265 | 9.94 | 17.217 | 5.04 | 1 | 0 | 265 | 208 | 140 | 3 | 3 | 1 | 0 | 1 | 3 | 1 | TRUE
| 266 | -8.76 | 9.94 | 17.217 | 0 |  |  | 133.2 | 132 | 1 | 20 | Floater | No | 0 | 6.158e-05 | 0 | 0 | 1553000000 | 1553000000 | 2488000000 | 2488000000 | 0 | 0 | 1195000000 | 1.479e-05 | 12930000000 | 0.65 | N/A | Yes | BEM | Hydrodynamics | (with | Morison | drag) | 0 | 0 | 0 | 266 | 9.94 | 17.217 | -8.76 | 1 | 0 | 0 | 0 | 0 | [13 empty] | 266 | 85 | 209 | 266 | 266 | 1c | 0 | 0 | 266 | 2.10E+11 | 8.08E+10 | 7850 | 0.5 | 0.01 | 266 | 2.10E+11 | 8.08E+10 | 1 | 0.5 | 0.01 | 266 | 9.94 | 17.217 | -8.76 | 1 | 0 | 266 | 85 | 209 | 3 | 3 | 1 | 0 | 1 | 3 | 1 | TRUE
| 267 | 5.04 | -19.881 | 0 | 0 |  |  | 134.1 | 132 | 1 | 20 | Floater | No | 0 | 6.158e-05 | 0 | 0 | 1553000000 | 1553000000 | 2488000000 | 2488000000 | 0 | 0 | 1195000000 | 1.479e-05 | 12930000000 | 0.65 | N/A | Yes | BEM | Hydrodynamics | (with | Morison | drag) | 0 | 0 | 0 | 267 | -19.881 | 0 | 5.04 | 1 | 0 | 0 | 0 | 0 | 134 | 132 | 133 | 134 | 134 | 1c | 0 | 134 | 2.10E+11 | 8.08E+10 | 7850 | 1 | 0.02 | 267 | 209 | 210 | 267 | 267 | 1c | 0 | 0 | 267 | 2.10E+11 | 8.08E+10 | 7850 | 0.5 | 0.01 | 267 | 2.10E+11 | 8.08E+10 | 1 | 0.5 | 0.01 | 267 | -19.881 | 0 | 5.04 | 1 | 0 | 267 | 209 | 210 | 3 | 3 | 1 | 0 | 1 | 3 | 1 | TRUE
| 268 | -8.76 | -19.881 | 0 | 0 |  |  | 134.2 | 133 | 1 | 20 | Floater | No | 0 | 6.158e-05 | 0 | 0 | 1553000000 | 1553000000 | 2488000000 | 2488000000 | 0 | 0 | 1195000000 | 1.479e-05 | 12930000000 | 0.65 | N/A | Yes | BEM | Hydrodynamics | (with | Morison | drag) | 0 | 0 | 0 | 268 | -19.881 | 0 | -8.76 | 1 | 0 | 0 | 0 | 0 | [13 empty] | 268 | 210 | 145 | 268 | 268 | 1c | 0 | 0 | 268 | 2.10E+11 | 8.08E+10 | 7850 | 0.5 | 0.01 | 268 | 2.10E+11 | 8.08E+10 | 1 | 0.5 | 0.01 | 268 | -19.881 | 0 | -8.76 | 1 | 0 | 268 | 210 | 145 | 3 | 3 | 1 | 0 | 1 | 3 | 1 | TRUE
| 269 | 5.04 | 9.94 | -17.217 | 0 |  |  | 135.1 | 133 | 1 | 20 | Floater | No | 0 | 6.158e-05 | 0 | 0 | 1553000000 | 1553000000 | 2488000000 | 2488000000 | 0 | 0 | 1195000000 | 1.479e-05 | 12930000000 | 0.65 | N/A | Yes | BEM | Hydrodynamics | (with | Morison | drag) | 0 | 0 | 0 | 269 | 9.94 | -17.217 | 5.04 | 1 | 0 | 0 | 0 | 0 | 135 | 133 | 32 | 135 | 135 | 1c | 0 | 135 | 2.10E+11 | 8.08E+10 | 7850 | 1 | 0.02 | 269 | 88 | 211 | 269 | 269 | 1c | 0 | 0 | 269 | 2.10E+11 | 8.08E+10 | 7850 | 0.5 | 0.01 | 269 | 2.10E+11 | 8.08E+10 | 1 | 0.5 | 0.01 | 269 | 9.94 | -17.217 | 5.04 | 1 | 0 | 269 | 88 | 211 | 3 | 3 | 1 | 0 | 1 | 3 | 1 | TRUE
| 270 | -8.76 | 9.94 | -17.217 | 0 |  |  | 135.2 | 32 | 1 | 20 | Floater | No | 0 | 6.158e-05 | 0 | 0 | 1553000000 | 1553000000 | 2488000000 | 2488000000 | 0 | 0 | 1195000000 | 1.479e-05 | 12930000000 | 0.65 | N/A | Yes | BEM | Hydrodynamics | (with | Morison | drag) | 0 | 0 | 0 | 270 | 9.94 | -17.217 | -8.76 | 1 | 0 | 0 | 0 | 0 | [13 empty] | 270 | 211 | 212 | 270 | 270 | 1c | 0 | 0 | 270 | 2.10E+11 | 8.08E+10 | 7850 | 0.5 | 0.01 | 270 | 2.10E+11 | 8.08E+10 | 1 | 0.5 | 0.01 | 270 | 9.94 | -17.217 | -8.76 | 1 | 0 | 270 | 211 | 212 | 3 | 3 | 1 | 0 | 1 | 3 | 1 | TRUE
| 271 | 8.5 | 1.97 | 3.412 | 0 |  |  | 136.1 | 47 | 1 | 20 | Floater | No | 0 | 6.158e-05 | 0 | 0 | 1553000000 | 1553000000 | 2488000000 | 2488000000 | 0 | 0 | 1195000000 | 1.479e-05 | 12930000000 | 0.65 | N/A | Yes | BEM | Hydrodynamics | (with | Morison | drag) | 0 | 0 | 0 | 271 | 1.97 | 3.412 | 8.5 | 1 | 0 | 0 | 0 | 0 | 136 | 47 | 147 | 136 | 136 | 1c | 0 | 136 | 2.10E+11 | 8.08E+10 | 7850 | 1 | 0.02 | 271 | 212 | 148 | 271 | 271 | 1c | 0 | 0 | 271 | 2.10E+11 | 8.08E+10 | 7850 | 0.5 | 0.01 | 271 | 2.10E+11 | 8.08E+10 | 1 | 0.5 | 0.01 | 271 | 1.97 | 3.412 | 8.5 | 1 | 0 | 271 | 212 | 148 | 3 | 3 | 1 | 0 | 1 | 3 | 1 | TRUE
| 272 | 8.5 | -3.94 | 0 | 0 |  |  | 136.2 | 147 | 1 | 20 | Floater | No | 0 | 6.158e-05 | 0 | 0 | 1553000000 | 1553000000 | 2488000000 | 2488000000 | 0 | 0 | 1195000000 | 1.479e-05 | 12930000000 | 0.65 | N/A | Yes | BEM | Hydrodynamics | (with | Morison | drag) | 0 | 0 | 0 | 272 | -3.94 | 0 | 8.5 | 1 | 0 | 0 | 0 | 0 | [13 empty] | 272 | 93 | 213 | 272 | 272 | 1c | 0 | 0 | 272 | 2.10E+11 | 8.08E+10 | 7850 | 0.5 | 0.01 | 272 | 2.10E+11 | 8.08E+10 | 1 | 0.5 | 0.01 | 272 | -3.94 | 0 | 8.5 | 1 | 0 | 272 | 93 | 213 | 3 | 3 | 1 | 0 | 1 | 3 | 1 | TRUE
| 273 | 8.5 | 1.97 | -3.412 | 0 |  |  | 137.1 | 147 | 1 | 20 | Floater | No | 0 | 6.158e-05 | 0 | 0 | 1553000000 | 1553000000 | 2488000000 | 2488000000 | 0 | 0 | 1195000000 | 1.479e-05 | 12930000000 | 0.65 | N/A | Yes | BEM | Hydrodynamics | (with | Morison | drag) | 0 | 0 | 0 | 273 | 1.97 | -3.412 | 8.5 | 1 | 0 | 0 | 0 | 0 | 137 | 147 | 148 | 137 | 137 | 1c | 0 | 137 | 2.10E+11 | 8.08E+10 | 7850 | 1 | 0.02 | 273 | 213 | 214 | 273 | 273 | 1c | 0 | 0 | 273 | 2.10E+11 | 8.08E+10 | 7850 | 0.5 | 0.01 | 273 | 2.10E+11 | 8.08E+10 | 1 | 0.5 | 0.01 | 273 | 1.97 | -3.412 | 8.5 | 1 | 0 | 273 | 213 | 214 | 3 | 3 | 1 | 0 | 1 | 3 | 1 | TRUE
| 274 | -11.5 | 9.94 | 17.217 | 0 |  |  | 137.2 | 148 | 1 | 20 | Floater | No | 0 | 6.158e-05 | 0 | 0 | 1553000000 | 1553000000 | 2488000000 | 2488000000 | 0 | 0 | 1195000000 | 1.479e-05 | 12930000000 | 0.65 | N/A | Yes | BEM | Hydrodynamics | (with | Morison | drag) | 0 | 0 | 0 | 274 | 9.94 | 17.217 | -11.5 | 1 | 0 | 0 | 0 | 0 | [13 empty] | 274 | 214 | 153 | 274 | 274 | 1c | 0 | 0 | 274 | 2.10E+11 | 8.08E+10 | 7850 | 0.5 | 0.01 | 274 | 2.10E+11 | 8.08E+10 | 1 | 0.5 | 0.01 | 274 | 9.94 | 17.217 | -11.5 | 1 | 0 | 274 | 214 | 153 | 3 | 3 | 1 | 0 | 1 | 3 | 1 | TRUE
| 275 | -11.5 | -19.881 | 0 | 0 |  |  | 138.1 | 148 | 1 | 20 | Floater | No | 0 | 6.158e-05 | 0 | 0 | 1553000000 | 1553000000 | 2488000000 | 2488000000 | 0 | 0 | 1195000000 | 1.479e-05 | 12930000000 | 0.65 | N/A | Yes | BEM | Hydrodynamics | (with | Morison | drag) | 0 | 0 | 0 | 275 | -19.881 | 0 | -11.5 | 1 | 0 | 0 | 0 | 0 | 138 | 148 | 149 | 138 | 138 | 1c | 0 | 138 | 2.10E+11 | 8.08E+10 | 7850 | 1 | 0.02 | 275 | 98 | 215 | 275 | 275 | 1c | 0 | 0 | 275 | 2.10E+11 | 8.08E+10 | 7850 | 0.5 | 0.01 | 275 | 2.10E+11 | 8.08E+10 | 1 | 0.5 | 0.01 | 275 | -19.881 | 0 | -11.5 | 1 | 0 | 275 | 98 | 215 | 3 | 3 | 1 | 0 | 1 | 3 | 1 | TRUE
| 276 | -11.5 | 9.94 | -17.217 | 0 |  |  | 138.2 | 149 | 1 | 20 | Floater | No | 0 | 6.158e-05 | 0 | 0 | 1553000000 | 1553000000 | 2488000000 | 2488000000 | 0 | 0 | 1195000000 | 1.479e-05 | 12930000000 | 0.65 | N/A | Yes | BEM | Hydrodynamics | (with | Morison | drag) | 0 | 0 | 0 | 276 | 9.94 | -17.217 | -11.5 | 1 | 0 | 0 | 0 | 0 | [13 empty] | 276 | 215 | 216 | 276 | 276 | 1c | 0 | 0 | 276 | 2.10E+11 | 8.08E+10 | 7850 | 0.5 | 0.01 | 276 | 2.10E+11 | 8.08E+10 | 1 | 0.5 | 0.01 | 276 | 9.94 | -17.217 | -11.5 | 1 | 0 | 276 | 215 | 216 | 3 | 3 | 1 | 0 | 1 | 3 | 1 | TRUE
| 277 | -7.16 | -19.881 | 0 | 0 |  |  | 139.1 | 149 | 1 | 20 | Floater | No | 0 | 6.158e-05 | 0 | 0 | 1553000000 | 1553000000 | 2488000000 | 2488000000 | 0 | 0 | 1195000000 | 1.479e-05 | 12930000000 | 0.65 | N/A | Yes | BEM | Hydrodynamics | (with | Morison | drag) | 0 | 0 | 0 | 277 | -19.881 | 0 | -7.16 | 1 | 0 | 0 | 0 | 0 | 139 | 149 | 150 | 139 | 139 | 1c | 0 | 139 | 2.10E+11 | 8.08E+10 | 7850 | 1 | 0.02 | 277 | 216 | 158 | 277 | 277 | 1c | 0 | 0 | 277 | 2.10E+11 | 8.08E+10 | 7850 | 0.5 | 0.01 | 277 | 2.10E+11 | 8.08E+10 | 1 | 0.5 | 0.01 | 277 | -19.881 | 0 | -7.16 | 1 | 0 | 277 | 216 | 158 | 3 | 3 | 1 | 0 | 1 | 3 | 1 | TRUE
| 278 | -7.16 | 9.94 | 17.217 | 0 |  |  | 139.2 | 150 | 1 | 20 | Floater | No | 0 | 6.158e-05 | 0 | 0 | 1553000000 | 1553000000 | 2488000000 | 2488000000 | 0 | 0 | 1195000000 | 1.479e-05 | 12930000000 | 0.65 | N/A | Yes | BEM | Hydrodynamics | (with | Morison | drag) | 0 | 0 | 0 | 278 | 9.94 | 17.217 | -7.16 | 1 | 0 | 0 | 0 | 0 | [13 empty] | 278 | 271 | 217 | 278 | 278 | 1c | 0 | 0 | 278 | 2.10E+11 | 8.08E+10 | 7850 | 1.3 | 0.01 | 278 | 2.10E+11 | 8.08E+10 | 1 | 1.3 | 0.01 | 278 | 9.94 | 17.217 | -7.16 | 1 | 0 | 278 | 271 | 217 | 3 | 3 | 1 | 0 | 1 | 3 | 1 | TRUE
| 279 | -7.16 | 9.94 | -17.217 | 0 |  |  | 140.1 | 150 | 1 | 20 | Floater | No | 0 | 6.158e-05 | 0 | 0 | 1553000000 | 1553000000 | 2488000000 | 2488000000 | 0 | 0 | 1195000000 | 1.479e-05 | 12930000000 | 0.65 | N/A | Yes | BEM | Hydrodynamics | (with | Morison | drag) | 0 | 0 | 0 | 279 | 9.94 | -17.217 | -7.16 | 1 | 0 | 0 | 0 | 0 | 140 | 150 | 151 | 140 | 140 | 1c | 0 | 140 | 2.10E+11 | 8.08E+10 | 7850 | 1 | 0.02 | 279 | 217 | 284 | 279 | 279 | 1c | 0 | 0 | 279 | 2.10E+11 | 8.08E+10 | 7850 | 1.3 | 0.01 | 279 | 2.10E+11 | 8.08E+10 | 1 | 1.3 | 0.01 | 279 | 9.94 | -17.217 | -7.16 | 1 | 0 | 279 | 217 | 284 | 3 | 3 | 1 | 0 | 1 | 3 | 1 | TRUE
| 280 | 4 | 1.97 | -3.412 | 0 |  |  | 140.2 | 151 | 1 | 20 | Floater | No | 0 | 6.158e-05 | 0 | 0 | 1553000000 | 1553000000 | 2488000000 | 2488000000 | 0 | 0 | 1195000000 | 1.479e-05 | 12930000000 | 0.65 | N/A | Yes | BEM | Hydrodynamics | (with | Morison | drag) | 0 | 0 | 0 | 280 | 1.97 | -3.412 | 4 | 1 | 0 | 0 | 0 | 0 | [13 empty] | 280 | 218 | 165 | 280 | 280 | 1c | 0 | 0 | 280 | 2.10E+11 | 8.08E+10 | 7850 | 1.3 | 0.01 | 280 | 2.10E+11 | 8.08E+10 | 1 | 1.3 | 0.01 | 280 | 1.97 | -3.412 | 4 | 1 | 0 | 280 | 218 | 165 | 3 | 3 | 1 | 0 | 1 | 3 | 1 | TRUE
| 281 | -9.45 | 1.97 | -3.412 | 0 |  |  | 141.1 | 151 | 1 | 20 | Floater | No | 0 | 6.158e-05 | 0 | 0 | 1553000000 | 1553000000 | 2488000000 | 2488000000 | 0 | 0 | 1195000000 | 1.479e-05 | 12930000000 | 0.65 | N/A | Yes | BEM | Hydrodynamics | (with | Morison | drag) | 0 | 0 | 0 | 281 | 1.97 | -3.412 | -9.45 | 1 | 0 | 0 | 0 | 0 | 141 | 151 | 152 | 141 | 141 | 1c | 0 | 141 | 2.10E+11 | 8.08E+10 | 7850 | 1 | 0.02 | 281 | 272 | 219 | 281 | 281 | 1c | 0 | 0 | 281 | 2.10E+11 | 8.08E+10 | 7850 | 1.3 | 0.01 | 281 | 2.10E+11 | 8.08E+10 | 1 | 1.3 | 0.01 | 281 | 1.97 | -3.412 | -9.45 | 1 | 0 | 281 | 272 | 219 | 3 | 3 | 1 | 0 | 1 | 3 | 1 | TRUE
| 282 | 4 | -3.94 | 0 | 0 |  |  | 141.2 | 152 | 1 | 20 | Floater | No | 0 | 6.158e-05 | 0 | 0 | 1553000000 | 1553000000 | 2488000000 | 2488000000 | 0 | 0 | 1195000000 | 1.479e-05 | 12930000000 | 0.65 | N/A | Yes | BEM | Hydrodynamics | (with | Morison | drag) | 0 | 0 | 0 | 282 | -3.94 | 0 | 4 | 1 | 0 | 0 | 0 | 0 | [13 empty] | 282 | 219 | 282 | 282 | 282 | 1c | 0 | 0 | 282 | 2.10E+11 | 8.08E+10 | 7850 | 1.3 | 0.01 | 282 | 2.10E+11 | 8.08E+10 | 1 | 1.3 | 0.01 | 282 | -3.94 | 0 | 4 | 1 | 0 | 282 | 219 | 282 | 3 | 3 | 1 | 0 | 1 | 3 | 1 | TRUE
| 283 | -9.45 | -3.94 | 0 | 0 |  |  | 142.1 | 152 | 1 | 20 | Floater | No | 0 | 6.158e-05 | 0 | 0 | 1553000000 | 1553000000 | 2488000000 | 2488000000 | 0 | 0 | 1195000000 | 1.479e-05 | 12930000000 | 0.65 | N/A | Yes | BEM | Hydrodynamics | (with | Morison | drag) | 0 | 0 | 0 | 283 | -3.94 | 0 | -9.45 | 1 | 0 | 0 | 0 | 0 | 142 | 152 | 153 | 142 | 142 | 1c | 0 | 142 | 2.10E+11 | 8.08E+10 | 7850 | 1 | 0.02 | 283 | 220 | 168 | 283 | 283 | 1c | 0 | 0 | 283 | 2.10E+11 | 8.08E+10 | 7850 | 1.3 | 0.01 | 283 | 2.10E+11 | 8.08E+10 | 1 | 1.3 | 0.01 | 283 | -3.94 | 0 | -9.45 | 1 | 0 | 283 | 220 | 168 | 3 | 3 | 1 | 0 | 1 | 3 | 1 | TRUE
| 284 | 4 | 1.97 | 3.412 | 0 |  |  | 142.2 | 153 | 1 | 20 | Floater | No | 0 | 6.158e-05 | 0 | 0 | 1553000000 | 1553000000 | 2488000000 | 2488000000 | 0 | 0 | 1195000000 | 1.479e-05 | 12930000000 | 0.65 | N/A | Yes | BEM | Hydrodynamics | (with | Morison | drag) | 0 | 0 | 0 | 284 | 1.97 | 3.412 | 4 | 1 | 0 | 0 | 0 | 0 | [13 empty] | 284 | 273 | 221 | 284 | 284 | 1c | 0 | 0 | 284 | 2.10E+11 | 8.08E+10 | 7850 | 1.3 | 0.01 | 284 | 2.10E+11 | 8.08E+10 | 1 | 1.3 | 0.01 | 284 | 1.97 | 3.412 | 4 | 1 | 0 | 284 | 273 | 221 | 3 | 3 | 1 | 0 | 1 | 3 | 1 | TRUE
| 285 | -9.45 | 1.97 | 3.412 | 0 |  |  | 143.1 | 153 | 1 | 20 | Floater | No | 0 | 6.158e-05 | 0 | 0 | 1553000000 | 1553000000 | 2488000000 | 2488000000 | 0 | 0 | 1195000000 | 1.479e-05 | 12930000000 | 0.65 | N/A | Yes | BEM | Hydrodynamics | (with | Morison | drag) | 0 | 0 | 0 | 285 | 1.97 | 3.412 | -9.45 | 1 | 0 | 0 | 0 | 0 | 143 | 153 | 154 | 143 | 143 | 1c | 0 | 143 | 2.10E+11 | 8.08E+10 | 7850 | 1 | 0.02 | 285 | 221 | 280 | 285 | 285 | 1c | 0 | 0 | 285 | 2.10E+11 | 8.08E+10 | 7850 | 1.3 | 0.01 | 285 | 2.10E+11 | 8.08E+10 | 1 | 1.3 | 0.01 | 285 | 1.97 | 3.412 | -9.45 | 1 | 0 | 285 | 221 | 280 | 3 | 3 | 1 | 0 | 1 | 3 | 1 | TRUE
[8 empty] | 143.2 | 154 | 1 | 20 | Floater | No | 0 | 6.158e-05 | 0 | 0 | 1553000000 | 1553000000 | 2488000000 | 2488000000 | 0 | 0 | 1195000000 | 1.479e-05 | 12930000000 | 0.65 | N/A | Yes | BEM | Hydrodynamics | (with | Morison | drag) | 0 | 0 | 0 | [22 empty] | 286 | 222 | 175 | 286 | 286 | 1c | 0 | 0 | 286 | 2.10E+11 | 8.08E+10 | 7850 | 1.3 | 0.01 | 286 | 2.10E+11 | 8.08E+10 | 1 | 1.3 | 0.01 | [6 empty] | 286 | 222 | 175 | 3 | 3 | 1 | 0 | 1 | 3 | 1 | TRUE
[8 empty] | 144.1 | 154 | 1 | 20 | Floater | No | 0 | 6.158e-05 | 0 | 0 | 1553000000 | 1553000000 | 2488000000 | 2488000000 | 0 | 0 | 1195000000 | 1.479e-05 | 12930000000 | 0.65 | N/A | Yes | BEM | Hydrodynamics | (with | Morison | drag) | 0 | 0 | 0 | [9 empty] | 144 | 154 | 155 | 144 | 144 | 1c | 0 | 144 | 2.10E+11 | 8.08E+10 | 7850 | 1 | 0.02 | 287 | 101 | 265 | 287 | 287 | 1c | 0 | 0 | 287 | 2.10E+11 | 8.08E+10 | 7850 | 0.5 | 0.01 | 287 | 2.10E+11 | 8.08E+10 | 1 | 0.5 | 0.01 | [6 empty] | 287 | 101 | 265 | 3 | 3 | 1 | 0 | 1 | 3 | 1 | TRUE
[8 empty] | 144.2 | 155 | 1 | 20 | Floater | No | 0 | 6.158e-05 | 0 | 0 | 1553000000 | 1553000000 | 2488000000 | 2488000000 | 0 | 0 | 1195000000 | 1.479e-05 | 12930000000 | 0.65 | N/A | Yes | BEM | Hydrodynamics | (with | Morison | drag) | 0 | 0 | 0 | [22 empty] | 288 | 265 | 278 | 288 | 288 | 1c | 0 | 0 | 288 | 2.10E+11 | 8.08E+10 | 7850 | 0.5 | 0.01 | 288 | 2.10E+11 | 8.08E+10 | 1 | 0.5 | 0.01 | [6 empty] | 288 | 265 | 278 | 3 | 3 | 1 | 0 | 1 | 3 | 1 | TRUE
[8 empty] | 145.1 | 155 | 1 | 20 | Floater | No | 0 | 6.158e-05 | 0 | 0 | 1553000000 | 1553000000 | 2488000000 | 2488000000 | 0 | 0 | 1195000000 | 1.479e-05 | 12930000000 | 0.65 | N/A | Yes | BEM | Hydrodynamics | (with | Morison | drag) | 0 | 0 | 0 | [9 empty] | 145 | 155 | 156 | 145 | 145 | 1c | 0 | 145 | 2.10E+11 | 8.08E+10 | 7850 | 1 | 0.02 | 289 | 266 | 274 | 289 | 289 | 1c | 0 | 0 | 289 | 2.10E+11 | 8.08E+10 | 7850 | 1.3 | 0.01 | 289 | 2.10E+11 | 8.08E+10 | 1 | 1.3 | 0.01 | [6 empty] | 289 | 266 | 274 | 3 | 3 | 1 | 0 | 1 | 3 | 1 | TRUE
[8 empty] | 145.2 | 156 | 1 | 20 | Floater | No | 0 | 6.158e-05 | 0 | 0 | 1553000000 | 1553000000 | 2488000000 | 2488000000 | 0 | 0 | 1195000000 | 1.479e-05 | 12930000000 | 0.65 | N/A | Yes | BEM | Hydrodynamics | (with | Morison | drag) | 0 | 0 | 0 | [22 empty] | 290 | 112 | 267 | 290 | 290 | 1c | 0 | 0 | 290 | 2.10E+11 | 8.08E+10 | 7850 | 0.5 | 0.01 | 290 | 2.10E+11 | 8.08E+10 | 1 | 0.5 | 0.01 | [6 empty] | 290 | 112 | 267 | 3 | 3 | 1 | 0 | 1 | 3 | 1 | TRUE
[8 empty] | 146.1 | 156 | 1 | 20 | Floater | No | 0 | 6.158e-05 | 0 | 0 | 1553000000 | 1553000000 | 2488000000 | 2488000000 | 0 | 0 | 1195000000 | 1.479e-05 | 12930000000 | 0.65 | N/A | Yes | BEM | Hydrodynamics | (with | Morison | drag) | 0 | 0 | 0 | [9 empty] | 146 | 156 | 157 | 146 | 146 | 1c | 0 | 146 | 2.10E+11 | 8.08E+10 | 7850 | 1 | 0.02 | 291 | 267 | 277 | 291 | 291 | 1c | 0 | 0 | 291 | 2.10E+11 | 8.08E+10 | 7850 | 0.5 | 0.01 | 291 | 2.10E+11 | 8.08E+10 | 1 | 0.5 | 0.01 | [6 empty] | 291 | 267 | 277 | 3 | 3 | 1 | 0 | 1 | 3 | 1 | TRUE
[8 empty] | 146.2 | 157 | 1 | 20 | Floater | No | 0 | 6.158e-05 | 0 | 0 | 1553000000 | 1553000000 | 2488000000 | 2488000000 | 0 | 0 | 1195000000 | 1.479e-05 | 12930000000 | 0.65 | N/A | Yes | BEM | Hydrodynamics | (with | Morison | drag) | 0 | 0 | 0 | [22 empty] | 292 | 268 | 275 | 292 | 292 | 1c | 0 | 0 | 292 | 2.10E+11 | 8.08E+10 | 7850 | 1.3 | 0.01 | 292 | 2.10E+11 | 8.08E+10 | 1 | 1.3 | 0.01 | [6 empty] | 292 | 268 | 275 | 3 | 3 | 1 | 0 | 1 | 3 | 1 | TRUE
[8 empty] | 147.1 | 157 | 1 | 20 | Floater | No | 0 | 6.158e-05 | 0 | 0 | 1553000000 | 1553000000 | 2488000000 | 2488000000 | 0 | 0 | 1195000000 | 1.479e-05 | 12930000000 | 0.65 | N/A | Yes | BEM | Hydrodynamics | (with | Morison | drag) | 0 | 0 | 0 | [9 empty] | 147 | 157 | 158 | 147 | 147 | 1c | 0 | 147 | 2.10E+11 | 8.08E+10 | 7850 | 1 | 0.02 | 293 | 119 | 269 | 293 | 293 | 1c | 0 | 0 | 293 | 2.10E+11 | 8.08E+10 | 7850 | 0.5 | 0.01 | 293 | 2.10E+11 | 8.08E+10 | 1 | 0.5 | 0.01 | [6 empty] | 293 | 119 | 269 | 3 | 3 | 1 | 0 | 1 | 3 | 1 | TRUE
[8 empty] | 147.2 | 158 | 1 | 20 | Floater | No | 0 | 6.158e-05 | 0 | 0 | 1553000000 | 1553000000 | 2488000000 | 2488000000 | 0 | 0 | 1195000000 | 1.479e-05 | 12930000000 | 0.65 | N/A | Yes | BEM | Hydrodynamics | (with | Morison | drag) | 0 | 0 | 0 | [22 empty] | 294 | 269 | 279 | 294 | 294 | 1c | 0 | 0 | 294 | 2.10E+11 | 8.08E+10 | 7850 | 0.5 | 0.01 | 294 | 2.10E+11 | 8.08E+10 | 1 | 0.5 | 0.01 | [6 empty] | 294 | 269 | 279 | 3 | 3 | 1 | 0 | 1 | 3 | 1 | TRUE
[8 empty] | 148.1 | 158 | 1 | 20 | Floater | No | 0 | 6.158e-05 | 0 | 0 | 1553000000 | 1553000000 | 2488000000 | 2488000000 | 0 | 0 | 1195000000 | 1.479e-05 | 12930000000 | 0.65 | N/A | Yes | BEM | Hydrodynamics | (with | Morison | drag) | 0 | 0 | 0 | [9 empty] | 148 | 158 | 159 | 148 | 148 | 1c | 0 | 148 | 2.10E+11 | 8.08E+10 | 7850 | 1 | 0.02 | 295 | 270 | 276 | 295 | 295 | 1c | 0 | 0 | 295 | 2.10E+11 | 8.08E+10 | 7850 | 1.3 | 0.01 | 295 | 2.10E+11 | 8.08E+10 | 1 | 1.3 | 0.01 | [6 empty] | 295 | 270 | 276 | 3 | 3 | 1 | 0 | 1 | 3 | 1 | TRUE
[8 empty] | 148.2 | 159 | 1 | 20 | Floater | No | 0 | 6.158e-05 | 0 | 0 | 1553000000 | 1553000000 | 2488000000 | 2488000000 | 0 | 0 | 1195000000 | 1.479e-05 | 12930000000 | 0.65 | N/A | Yes | BEM | Hydrodynamics | (with | Morison | drag) | 0 | 0 | 0 | [22 empty] | 296 | 257 | 258 | 296 | 296 | 1c | 0 | 0 | 296 | 2.10E+11 | 8.08E+10 | 7850 | 4.178 | 0.018 | 296 | 2.10E+11 | 8.08E+10 | 7850 | 4.178 | 0.018
[8 empty] | 149.1 | 159 | 1 | 20 | Floater | No | 0 | 6.158e-05 | 0 | 0 | 1553000000 | 1553000000 | 2488000000 | 2488000000 | 0 | 0 | 1195000000 | 1.479e-05 | 12930000000 | 0.65 | N/A | Yes | BEM | Hydrodynamics | (with | Morison | drag) | 0 | 0 | 0 | [9 empty] | 149 | 159 | 17 | 149 | 149 | 1c | 0 | 149 | 2.10E+11 | 8.08E+10 | 7850 | 1 | 0.02 | 297 | 258 | 259 | 297 | 297 | 1c | 0 | 0 | 297 | 2.10E+11 | 8.08E+10 | 7850 | 4.0295 | 0.017 | 297 | 2.10E+11 | 8.08E+10 | 7850 | 4.0295 | 0.017
[8 empty] | 149.2 | 17 | 1 | 20 | Floater | No | 0 | 6.158e-05 | 0 | 0 | 1553000000 | 1553000000 | 2488000000 | 2488000000 | 0 | 0 | 1195000000 | 1.479e-05 | 12930000000 | 0.65 | N/A | Yes | BEM | Hydrodynamics | (with | Morison | drag) | 0 | 0 | 0 | [22 empty] | 298 | 259 | 260 | 298 | 298 | 1c | 0 | 0 | 298 | 2.10E+11 | 8.08E+10 | 7850 | 3.881 | 0.017 | 298 | 2.10E+11 | 8.08E+10 | 7850 | 3.881 | 0.017
[8 empty] | 150.1 | 17 | 1.3 | 20 | Floater | No | 0 | 8.042e-05 | 0 | 0 | 3460000000 | 3460000000 | 3249000000 | 3249000000 | 0 | 0 | 2662000000 | 3.295e-05 | 16890000000 | 0.65 | N/A | Yes | BEM | Hydrodynamics | (with | Morison | drag) | 0 | 0 | 0 | [9 empty] | 150 | 17 | 160 | 150 | 150 | 1c | 0 | 150 | 2.10E+11 | 8.08E+10 | 7850 | 1.3 | 0.02 | 299 | 260 | 261 | 299 | 299 | 1c | 0 | 0 | 299 | 2.10E+11 | 8.08E+10 | 7850 | 3.7325 | 0.017 | 299 | 2.10E+11 | 8.08E+10 | 7850 | 3.7325 | 0.017
[8 empty] | 150.2 | 160 | 1.3 | 20 | Floater | No | 0 | 8.042e-05 | 0 | 0 | 3460000000 | 3460000000 | 3249000000 | 3249000000 | 0 | 0 | 2662000000 | 3.295e-05 | 16890000000 | 0.65 | N/A | Yes | BEM | Hydrodynamics | (with | Morison | drag) | 0 | 0 | 0 | [22 empty] | 300 | 261 | 262 | 300 | 300 | 1c | 0 | 0 | 300 | 2.10E+11 | 8.08E+10 | 7850 | 3.584 | 0.017 | 300 | 2.10E+11 | 8.08E+10 | 7850 | 3.584 | 0.017
[8 empty] | 151.1 | 160 | 1.3 | 20 | Floater | No | 0 | 8.042e-05 | 0 | 0 | 3460000000 | 3460000000 | 3249000000 | 3249000000 | 0 | 0 | 2662000000 | 3.295e-05 | 16890000000 | 0.65 | N/A | Yes | BEM | Hydrodynamics | (with | Morison | drag) | 0 | 0 | 0 | [9 empty] | 151 | 160 | 161 | 151 | 151 | 1c | 0 | 151 | 2.10E+11 | 8.08E+10 | 7850 | 1.3 | 0.02 | 301 | 262 | 263 | 301 | 301 | 1c | 0 | 0 | 301 | 2.10E+11 | 8.08E+10 | 7850 | 3.4485 | 0.018 | 301 | 2.10E+11 | 8.08E+10 | 7850 | 3.4485 | 0.018
[8 empty] | 151.2 | 161 | 1.3 | 20 | Floater | No | 0 | 8.042e-05 | 0 | 0 | 3460000000 | 3460000000 | 3249000000 | 3249000000 | 0 | 0 | 2662000000 | 3.295e-05 | 16890000000 | 0.65 | N/A | Yes | BEM | Hydrodynamics | (with | Morison | drag) | 0 | 0 | 0 | [22 empty] | 302 | 263 | 264 | 302 | 302 | 1c | 0 | 0 | 302 | 2.10E+11 | 8.08E+10 | 7850 | 3.3131 | 0.018 | 302 | 2.10E+11 | 8.08E+10 | 7850 | 3.3131 | 0.018
[8 empty] | 152.1 | 161 | 1.3 | 20 | Floater | No | 0 | 8.042e-05 | 0 | 0 | 3460000000 | 3460000000 | 3249000000 | 3249000000 | 0 | 0 | 2662000000 | 3.295e-05 | 16890000000 | 0.65 | N/A | Yes | BEM | Hydrodynamics | (with | Morison | drag) | 0 | 0 | 0 | [9 empty] | 152 | 161 | 162 | 152 | 152 | 1c | 0 | 152 | 2.10E+11 | 8.08E+10 | 7850 | 1.3 | 0.02 | 303 | 271 | 105 | 303 | 303 | 1c | 0 | 0 | 303 | 2.10E+11 | 8.08E+10 | 7850 | 1.3 | 0.01 | 303 | 2.10E+11 | 8.08E+10 | 1 | 1.3 | 0.01 | [6 empty] | 303 | 271 | 105 | 3 | 3 | 1 | 0 | 1 | 3 | 1 | TRUE
[8 empty] | 152.2 | 162 | 1.3 | 20 | Floater | No | 0 | 8.042e-05 | 0 | 0 | 3460000000 | 3460000000 | 3249000000 | 3249000000 | 0 | 0 | 2662000000 | 3.295e-05 | 16890000000 | 0.65 | N/A | Yes | BEM | Hydrodynamics | (with | Morison | drag) | 0 | 0 | 0 | [22 empty] | 304 | 272 | 108 | 304 | 304 | 1c | 0 | 0 | 304 | 2.10E+11 | 8.08E+10 | 7850 | 1.3 | 0.01 | 304 | 2.10E+11 | 8.08E+10 | 1 | 1.3 | 0.01 | [6 empty] | 304 | 272 | 108 | 3 | 3 | 1 | 0 | 1 | 3 | 1 | TRUE
[8 empty] | 153.1 | 162 | 1.3 | 20 | Floater | No | 0 | 8.042e-05 | 0 | 0 | 3460000000 | 3460000000 | 3249000000 | 3249000000 | 0 | 0 | 2662000000 | 3.295e-05 | 16890000000 | 0.65 | N/A | Yes | BEM | Hydrodynamics | (with | Morison | drag) | 0 | 0 | 0 | [9 empty] | 153 | 162 | 163 | 153 | 153 | 1c | 0 | 153 | 2.10E+11 | 8.08E+10 | 7850 | 1.3 | 0.02 | 305 | 273 | 115 | 305 | 305 | 1c | 0 | 0 | 305 | 2.10E+11 | 8.08E+10 | 7850 | 1.3 | 0.01 | 305 | 2.10E+11 | 8.08E+10 | 1 | 1.3 | 0.01 | [6 empty] | 305 | 273 | 115 | 3 | 3 | 1 | 0 | 1 | 3 | 1 | TRUE
[8 empty] | 153.2 | 163 | 1.3 | 20 | Floater | No | 0 | 8.042e-05 | 0 | 0 | 3460000000 | 3460000000 | 3249000000 | 3249000000 | 0 | 0 | 2662000000 | 3.295e-05 | 16890000000 | 0.65 | N/A | Yes | BEM | Hydrodynamics | (with | Morison | drag) | 0 | 0 | 0 | [22 empty] | 306 | 274 | 161 | 306 | 306 | 1c | 0 | 0 | 306 | 2.10E+11 | 8.08E+10 | 7850 | 1.3 | 0.01 | 306 | 2.10E+11 | 8.08E+10 | 1 | 1.3 | 0.01 | [6 empty] | 306 | 274 | 161 | 3 | 3 | 1 | 0 | 1 | 3 | 1 | TRUE
[8 empty] | 154.1 | 163 | 1.3 | 20 | Floater | No | 0 | 8.042e-05 | 0 | 0 | 3460000000 | 3460000000 | 3249000000 | 3249000000 | 0 | 0 | 2662000000 | 3.295e-05 | 16890000000 | 0.65 | N/A | Yes | BEM | Hydrodynamics | (with | Morison | drag) | 0 | 0 | 0 | [9 empty] | 154 | 163 | 164 | 154 | 154 | 1c | 0 | 154 | 2.10E+11 | 8.08E+10 | 7850 | 1.3 | 0.02 | 307 | 275 | 172 | 307 | 307 | 1c | 0 | 0 | 307 | 2.10E+11 | 8.08E+10 | 7850 | 1.3 | 0.01 | 307 | 2.10E+11 | 8.08E+10 | 1 | 1.3 | 0.01 | [6 empty] | 307 | 275 | 172 | 3 | 3 | 1 | 0 | 1 | 3 | 1 | TRUE
[8 empty] | 154.2 | 164 | 1.3 | 20 | Floater | No | 0 | 8.042e-05 | 0 | 0 | 3460000000 | 3460000000 | 3249000000 | 3249000000 | 0 | 0 | 2662000000 | 3.295e-05 | 16890000000 | 0.65 | N/A | Yes | BEM | Hydrodynamics | (with | Morison | drag) | 0 | 0 | 0 | [22 empty] | 308 | 276 | 179 | 308 | 308 | 1c | 0 | 0 | 308 | 2.10E+11 | 8.08E+10 | 7850 | 1.3 | 0.01 | 308 | 2.10E+11 | 8.08E+10 | 1 | 1.3 | 0.01 | [6 empty] | 308 | 276 | 179 | 3 | 3 | 1 | 0 | 1 | 3 | 1 | TRUE
[8 empty] | 155.1 | 164 | 1.3 | 20 | Floater | No | 0 | 8.042e-05 | 0 | 0 | 3460000000 | 3460000000 | 3249000000 | 3249000000 | 0 | 0 | 2662000000 | 3.295e-05 | 16890000000 | 0.65 | N/A | Yes | BEM | Hydrodynamics | (with | Morison | drag) | 0 | 0 | 0 | [9 empty] | 155 | 164 | 165 | 155 | 155 | 1c | 0 | 155 | 2.10E+11 | 8.08E+10 | 7850 | 1.3 | 0.02 | 309 | 277 | 268 | 309 | 309 | 1c | 0 | 0 | 309 | 2.10E+11 | 8.08E+10 | 7850 | 0.5 | 0.01 | 309 | 2.10E+11 | 8.08E+10 | 1 | 0.5 | 0.01 | [6 empty] | 309 | 277 | 268 | 3 | 3 | 1 | 0 | 1 | 3 | 1 | TRUE
[8 empty] | 155.2 | 165 | 1.3 | 20 | Floater | No | 0 | 8.042e-05 | 0 | 0 | 3460000000 | 3460000000 | 3249000000 | 3249000000 | 0 | 0 | 2662000000 | 3.295e-05 | 16890000000 | 0.65 | N/A | Yes | BEM | Hydrodynamics | (with | Morison | drag) | 0 | 0 | 0 | [22 empty] | 310 | 278 | 266 | 310 | 310 | 1c | 0 | 0 | 310 | 2.10E+11 | 8.08E+10 | 7850 | 0.5 | 0.01 | 310 | 2.10E+11 | 8.08E+10 | 1 | 0.5 | 0.01 | [6 empty] | 310 | 278 | 266 | 3 | 3 | 1 | 0 | 1 | 3 | 1 | TRUE
[8 empty] | 156.1 | 165 | 1.3 | 20 | Floater | No | 0 | 8.042e-05 | 0 | 0 | 3460000000 | 3460000000 | 3249000000 | 3249000000 | 0 | 0 | 2662000000 | 3.295e-05 | 16890000000 | 0.65 | N/A | Yes | BEM | Hydrodynamics | (with | Morison | drag) | 0 | 0 | 0 | [9 empty] | 156 | 165 | 166 | 156 | 156 | 1c | 0 | 156 | 2.10E+11 | 8.08E+10 | 7850 | 1.3 | 0.02 | 311 | 279 | 270 | 311 | 311 | 1c | 0 | 0 | 311 | 2.10E+11 | 8.08E+10 | 7850 | 0.5 | 0.01 | 311 | 2.10E+11 | 8.08E+10 | 1 | 0.5 | 0.01 | [6 empty] | 311 | 279 | 270 | 3 | 3 | 1 | 0 | 1 | 3 | 1 | TRUE
[8 empty] | 156.2 | 166 | 1.3 | 20 | Floater | No | 0 | 8.042e-05 | 0 | 0 | 3460000000 | 3460000000 | 3249000000 | 3249000000 | 0 | 0 | 2662000000 | 3.295e-05 | 16890000000 | 0.65 | N/A | Yes | BEM | Hydrodynamics | (with | Morison | drag) | 0 | 0 | 0 | [22 empty] | 312 | 280 | 281 | 312 | 312 | 1c | 0 | 0 | 312 | 2.10E+11 | 8.08E+10 | 7850 | 0.5 | 0.01 | 312 | 2.10E+11 | 8.08E+10 | 1 | 0.5 | 0.01 | [6 empty] | 312 | 280 | 281 | 3 | 3 | 1 | 0 | 1 | 3 | 1 | TRUE
[8 empty] | 157.1 | 166 | 1.3 | 20 | Floater | No | 0 | 8.042e-05 | 0 | 0 | 3460000000 | 3460000000 | 3249000000 | 3249000000 | 0 | 0 | 2662000000 | 3.295e-05 | 16890000000 | 0.65 | N/A | Yes | BEM | Hydrodynamics | (with | Morison | drag) | 0 | 0 | 0 | [9 empty] | 157 | 166 | 2 | 157 | 157 | 1c | 0 | 157 | 2.10E+11 | 8.08E+10 | 7850 | 1.3 | 0.02 | 313 | 281 | 222 | 313 | 313 | 1c | 0 | 0 | 313 | 2.10E+11 | 8.08E+10 | 7850 | 0.5 | 0.01 | 313 | 2.10E+11 | 8.08E+10 | 1 | 0.5 | 0.01 | [6 empty] | 313 | 281 | 222 | 3 | 3 | 1 | 0 | 1 | 3 | 1 | TRUE
[8 empty] | 157.2 | 2 | 1.3 | 20 | Floater | No | 0 | 8.042e-05 | 0 | 0 | 3460000000 | 3460000000 | 3249000000 | 3249000000 | 0 | 0 | 2662000000 | 3.295e-05 | 16890000000 | 0.65 | N/A | Yes | BEM | Hydrodynamics | (with | Morison | drag) | 0 | 0 | 0 | [22 empty] | 314 | 282 | 283 | 314 | 314 | 1c | 0 | 0 | 314 | 2.10E+11 | 8.08E+10 | 7850 | 0.5 | 0.01 | 314 | 2.10E+11 | 8.08E+10 | 1 | 0.5 | 0.01 | [6 empty] | 314 | 282 | 283 | 3 | 3 | 1 | 0 | 1 | 3 | 1 | TRUE
[8 empty] | 158.1 | 2 | 1.3 | 20 | Floater | No | 0 | 8.042e-05 | 0 | 0 | 3460000000 | 3460000000 | 3249000000 | 3249000000 | 0 | 0 | 2662000000 | 3.295e-05 | 16890000000 | 0.65 | N/A | Yes | BEM | Hydrodynamics | (with | Morison | drag) | 0 | 0 | 0 | [9 empty] | 158 | 2 | 167 | 158 | 158 | 1c | 0 | 158 | 2.10E+11 | 8.08E+10 | 7850 | 1.3 | 0.02 | 315 | 283 | 220 | 315 | 315 | 1c | 0 | 0 | 315 | 2.10E+11 | 8.08E+10 | 7850 | 0.5 | 0.01 | 315 | 2.10E+11 | 8.08E+10 | 1 | 0.5 | 0.01 | [6 empty] | 315 | 283 | 220 | 3 | 3 | 1 | 0 | 1 | 3 | 1 | TRUE
[8 empty] | 158.2 | 167 | 1.3 | 20 | Floater | No | 0 | 8.042e-05 | 0 | 0 | 3460000000 | 3460000000 | 3249000000 | 3249000000 | 0 | 0 | 2662000000 | 3.295e-05 | 16890000000 | 0.65 | N/A | Yes | BEM | Hydrodynamics | (with | Morison | drag) | 0 | 0 | 0 | [22 empty] | 316 | 284 | 285 | 316 | 316 | 1c | 0 | 0 | 316 | 2.10E+11 | 8.08E+10 | 7850 | 0.5 | 0.01 | 316 | 2.10E+11 | 8.08E+10 | 1 | 0.5 | 0.01 | [6 empty] | 316 | 284 | 285 | 3 | 3 | 1 | 0 | 1 | 3 | 1 | TRUE
[8 empty] | 159.1 | 167 | 1.3 | 20 | Floater | No | 0 | 8.042e-05 | 0 | 0 | 3460000000 | 3460000000 | 3249000000 | 3249000000 | 0 | 0 | 2662000000 | 3.295e-05 | 16890000000 | 0.65 | N/A | Yes | BEM | Hydrodynamics | (with | Morison | drag) | 0 | 0 | 0 | [9 empty] | 159 | 167 | 168 | 159 | 159 | 1c | 0 | 159 | 2.10E+11 | 8.08E+10 | 7850 | 1.3 | 0.02 | 317 | 285 | 218 | 317 | 317 | 1c | 0 | 0 | 317 | 2.10E+11 | 8.08E+10 | 7850 | 0.5 | 0.01 | 317 | 2.10E+11 | 8.08E+10 | 1 | 0.5 | 0.01 | [6 empty] | 317 | 285 | 218 | 3 | 3 | 1 | 0 | 1 | 3 | 1 | TRUE
[8 empty] | 159.2 | 168 | 1.3 | 20 | Floater | No | 0 | 8.042e-05 | 0 | 0 | 3460000000 | 3460000000 | 3249000000 | 3249000000 | 0 | 0 | 2662000000 | 3.295e-05 | 16890000000 | 0.65 | N/A | Yes | BEM | Hydrodynamics | (with | Morison | drag) | 0 | 0 | 0
[8 empty] | 160.1 | 168 | 1.3 | 20 | Floater | No | 0 | 8.042e-05 | 0 | 0 | 3460000000 | 3460000000 | 3249000000 | 3249000000 | 0 | 0 | 2662000000 | 3.295e-05 | 16890000000 | 0.65 | N/A | Yes | BEM | Hydrodynamics | (with | Morison | drag) | 0 | 0 | 0 | [9 empty] | 160 | 168 | 169 | 160 | 160 | 1c | 0 | 160 | 2.10E+11 | 8.08E+10 | 7850 | 1.3 | 0.02
[8 empty] | 160.2 | 169 | 1.3 | 20 | Floater | No | 0 | 8.042e-05 | 0 | 0 | 3460000000 | 3460000000 | 3249000000 | 3249000000 | 0 | 0 | 2662000000 | 3.295e-05 | 16890000000 | 0.65 | N/A | Yes | BEM | Hydrodynamics | (with | Morison | drag) | 0 | 0 | 0
[8 empty] | 161.1 | 169 | 1.3 | 20 | Floater | No | 0 | 8.042e-05 | 0 | 0 | 3460000000 | 3460000000 | 3249000000 | 3249000000 | 0 | 0 | 2662000000 | 3.295e-05 | 16890000000 | 0.65 | N/A | Yes | BEM | Hydrodynamics | (with | Morison | drag) | 0 | 0 | 0 | [9 empty] | 161 | 169 | 170 | 161 | 161 | 1c | 0 | 161 | 2.10E+11 | 8.08E+10 | 7850 | 1.3 | 0.02
[8 empty] | 161.2 | 170 | 1.3 | 20 | Floater | No | 0 | 8.042e-05 | 0 | 0 | 3460000000 | 3460000000 | 3249000000 | 3249000000 | 0 | 0 | 2662000000 | 3.295e-05 | 16890000000 | 0.65 | N/A | Yes | BEM | Hydrodynamics | (with | Morison | drag) | 0 | 0 | 0
[8 empty] | 162.1 | 170 | 1.3 | 20 | Floater | No | 0 | 8.042e-05 | 0 | 0 | 3460000000 | 3460000000 | 3249000000 | 3249000000 | 0 | 0 | 2662000000 | 3.295e-05 | 16890000000 | 0.65 | N/A | Yes | BEM | Hydrodynamics | (with | Morison | drag) | 0 | 0 | 0 | [9 empty] | 162 | 170 | 171 | 162 | 162 | 1c | 0 | 162 | 2.10E+11 | 8.08E+10 | 7850 | 1.3 | 0.02
[8 empty] | 162.2 | 171 | 1.3 | 20 | Floater | No | 0 | 8.042e-05 | 0 | 0 | 3460000000 | 3460000000 | 3249000000 | 3249000000 | 0 | 0 | 2662000000 | 3.295e-05 | 16890000000 | 0.65 | N/A | Yes | BEM | Hydrodynamics | (with | Morison | drag) | 0 | 0 | 0
[8 empty] | 163.1 | 171 | 1.3 | 20 | Floater | No | 0 | 8.042e-05 | 0 | 0 | 3460000000 | 3460000000 | 3249000000 | 3249000000 | 0 | 0 | 2662000000 | 3.295e-05 | 16890000000 | 0.65 | N/A | Yes | BEM | Hydrodynamics | (with | Morison | drag) | 0 | 0 | 0 | [9 empty] | 163 | 171 | 172 | 163 | 163 | 1c | 0 | 163 | 2.10E+11 | 8.08E+10 | 7850 | 1.3 | 0.02
[8 empty] | 163.2 | 172 | 1.3 | 20 | Floater | No | 0 | 8.042e-05 | 0 | 0 | 3460000000 | 3460000000 | 3249000000 | 3249000000 | 0 | 0 | 2662000000 | 3.295e-05 | 16890000000 | 0.65 | N/A | Yes | BEM | Hydrodynamics | (with | Morison | drag) | 0 | 0 | 0
[8 empty] | 164.1 | 172 | 1.3 | 20 | Floater | No | 0 | 8.042e-05 | 0 | 0 | 3460000000 | 3460000000 | 3249000000 | 3249000000 | 0 | 0 | 2662000000 | 3.295e-05 | 16890000000 | 0.65 | N/A | Yes | BEM | Hydrodynamics | (with | Morison | drag) | 0 | 0 | 0 | [9 empty] | 164 | 172 | 173 | 164 | 164 | 1c | 0 | 164 | 2.10E+11 | 8.08E+10 | 7850 | 1.3 | 0.02
[8 empty] | 164.2 | 173 | 1.3 | 20 | Floater | No | 0 | 8.042e-05 | 0 | 0 | 3460000000 | 3460000000 | 3249000000 | 3249000000 | 0 | 0 | 2662000000 | 3.295e-05 | 16890000000 | 0.65 | N/A | Yes | BEM | Hydrodynamics | (with | Morison | drag) | 0 | 0 | 0
[8 empty] | 165.1 | 173 | 1.3 | 20 | Floater | No | 0 | 8.042e-05 | 0 | 0 | 3460000000 | 3460000000 | 3249000000 | 3249000000 | 0 | 0 | 2662000000 | 3.295e-05 | 16890000000 | 0.65 | N/A | Yes | BEM | Hydrodynamics | (with | Morison | drag) | 0 | 0 | 0 | [9 empty] | 165 | 173 | 32 | 165 | 165 | 1c | 0 | 165 | 2.10E+11 | 8.08E+10 | 7850 | 1.3 | 0.02
[8 empty] | 165.2 | 32 | 1.3 | 20 | Floater | No | 0 | 8.042e-05 | 0 | 0 | 3460000000 | 3460000000 | 3249000000 | 3249000000 | 0 | 0 | 2662000000 | 3.295e-05 | 16890000000 | 0.65 | N/A | Yes | BEM | Hydrodynamics | (with | Morison | drag) | 0 | 0 | 0
[8 empty] | 166.1 | 2 | 1.3 | 20 | Floater | No | 0 | 8.042e-05 | 0 | 0 | 3460000000 | 3460000000 | 3249000000 | 3249000000 | 0 | 0 | 2662000000 | 3.295e-05 | 16890000000 | 0.65 | N/A | Yes | BEM | Hydrodynamics | (with | Morison | drag) | 0 | 0 | 0 | [9 empty] | 166 | 2 | 174 | 166 | 166 | 1c | 0 | 166 | 2.10E+11 | 8.08E+10 | 7850 | 1.3 | 0.02
[8 empty] | 166.2 | 174 | 1.3 | 20 | Floater | No | 0 | 8.042e-05 | 0 | 0 | 3460000000 | 3460000000 | 3249000000 | 3249000000 | 0 | 0 | 2662000000 | 3.295e-05 | 16890000000 | 0.65 | N/A | Yes | BEM | Hydrodynamics | (with | Morison | drag) | 0 | 0 | 0
[8 empty] | 167.1 | 174 | 1.3 | 20 | Floater | No | 0 | 8.042e-05 | 0 | 0 | 3460000000 | 3460000000 | 3249000000 | 3249000000 | 0 | 0 | 2662000000 | 3.295e-05 | 16890000000 | 0.65 | N/A | Yes | BEM | Hydrodynamics | (with | Morison | drag) | 0 | 0 | 0 | [9 empty] | 167 | 174 | 175 | 167 | 167 | 1c | 0 | 167 | 2.10E+11 | 8.08E+10 | 7850 | 1.3 | 0.02
[8 empty] | 167.2 | 175 | 1.3 | 20 | Floater | No | 0 | 8.042e-05 | 0 | 0 | 3460000000 | 3460000000 | 3249000000 | 3249000000 | 0 | 0 | 2662000000 | 3.295e-05 | 16890000000 | 0.65 | N/A | Yes | BEM | Hydrodynamics | (with | Morison | drag) | 0 | 0 | 0
[8 empty] | 168.1 | 175 | 1.3 | 20 | Floater | No | 0 | 8.042e-05 | 0 | 0 | 3460000000 | 3460000000 | 3249000000 | 3249000000 | 0 | 0 | 2662000000 | 3.295e-05 | 16890000000 | 0.65 | N/A | Yes | BEM | Hydrodynamics | (with | Morison | drag) | 0 | 0 | 0 | [9 empty] | 168 | 175 | 176 | 168 | 168 | 1c | 0 | 168 | 2.10E+11 | 8.08E+10 | 7850 | 1.3 | 0.02
[8 empty] | 168.2 | 176 | 1.3 | 20 | Floater | No | 0 | 8.042e-05 | 0 | 0 | 3460000000 | 3460000000 | 3249000000 | 3249000000 | 0 | 0 | 2662000000 | 3.295e-05 | 16890000000 | 0.65 | N/A | Yes | BEM | Hydrodynamics | (with | Morison | drag) | 0 | 0 | 0
[8 empty] | 169.1 | 176 | 1.3 | 20 | Floater | No | 0 | 8.042e-05 | 0 | 0 | 3460000000 | 3460000000 | 3249000000 | 3249000000 | 0 | 0 | 2662000000 | 3.295e-05 | 16890000000 | 0.65 | N/A | Yes | BEM | Hydrodynamics | (with | Morison | drag) | 0 | 0 | 0 | [9 empty] | 169 | 176 | 177 | 169 | 169 | 1c | 0 | 169 | 2.10E+11 | 8.08E+10 | 7850 | 1.3 | 0.02
[8 empty] | 169.2 | 177 | 1.3 | 20 | Floater | No | 0 | 8.042e-05 | 0 | 0 | 3460000000 | 3460000000 | 3249000000 | 3249000000 | 0 | 0 | 2662000000 | 3.295e-05 | 16890000000 | 0.65 | N/A | Yes | BEM | Hydrodynamics | (with | Morison | drag) | 0 | 0 | 0
[8 empty] | 170.1 | 177 | 1.3 | 20 | Floater | No | 0 | 8.042e-05 | 0 | 0 | 3460000000 | 3460000000 | 3249000000 | 3249000000 | 0 | 0 | 2662000000 | 3.295e-05 | 16890000000 | 0.65 | N/A | Yes | BEM | Hydrodynamics | (with | Morison | drag) | 0 | 0 | 0 | [9 empty] | 170 | 177 | 178 | 170 | 170 | 1c | 0 | 170 | 2.10E+11 | 8.08E+10 | 7850 | 1.3 | 0.02
[8 empty] | 170.2 | 178 | 1.3 | 20 | Floater | No | 0 | 8.042e-05 | 0 | 0 | 3460000000 | 3460000000 | 3249000000 | 3249000000 | 0 | 0 | 2662000000 | 3.295e-05 | 16890000000 | 0.65 | N/A | Yes | BEM | Hydrodynamics | (with | Morison | drag) | 0 | 0 | 0
[8 empty] | 171.1 | 178 | 1.3 | 20 | Floater | No | 0 | 8.042e-05 | 0 | 0 | 3460000000 | 3460000000 | 3249000000 | 3249000000 | 0 | 0 | 2662000000 | 3.295e-05 | 16890000000 | 0.65 | N/A | Yes | BEM | Hydrodynamics | (with | Morison | drag) | 0 | 0 | 0 | [9 empty] | 171 | 178 | 179 | 171 | 171 | 1c | 0 | 171 | 2.10E+11 | 8.08E+10 | 7850 | 1.3 | 0.02
[8 empty] | 171.2 | 179 | 1.3 | 20 | Floater | No | 0 | 8.042e-05 | 0 | 0 | 3460000000 | 3460000000 | 3249000000 | 3249000000 | 0 | 0 | 2662000000 | 3.295e-05 | 16890000000 | 0.65 | N/A | Yes | BEM | Hydrodynamics | (with | Morison | drag) | 0 | 0 | 0
[8 empty] | 172.1 | 179 | 1.3 | 20 | Floater | No | 0 | 8.042e-05 | 0 | 0 | 3460000000 | 3460000000 | 3249000000 | 3249000000 | 0 | 0 | 2662000000 | 3.295e-05 | 16890000000 | 0.65 | N/A | Yes | BEM | Hydrodynamics | (with | Morison | drag) | 0 | 0 | 0 | [9 empty] | 172 | 179 | 180 | 172 | 172 | 1c | 0 | 172 | 2.10E+11 | 8.08E+10 | 7850 | 1.3 | 0.02
[8 empty] | 172.2 | 180 | 1.3 | 20 | Floater | No | 0 | 8.042e-05 | 0 | 0 | 3460000000 | 3460000000 | 3249000000 | 3249000000 | 0 | 0 | 2662000000 | 3.295e-05 | 16890000000 | 0.65 | N/A | Yes | BEM | Hydrodynamics | (with | Morison | drag) | 0 | 0 | 0
[8 empty] | 173.1 | 180 | 1.3 | 20 | Floater | No | 0 | 8.042e-05 | 0 | 0 | 3460000000 | 3460000000 | 3249000000 | 3249000000 | 0 | 0 | 2662000000 | 3.295e-05 | 16890000000 | 0.65 | N/A | Yes | BEM | Hydrodynamics | (with | Morison | drag) | 0 | 0 | 0 | [9 empty] | 173 | 180 | 47 | 173 | 173 | 1c | 0 | 173 | 2.10E+11 | 8.08E+10 | 7850 | 1.3 | 0.02
[8 empty] | 173.2 | 47 | 1.3 | 20 | Floater | No | 0 | 8.042e-05 | 0 | 0 | 3460000000 | 3460000000 | 3249000000 | 3249000000 | 0 | 0 | 2662000000 | 3.295e-05 | 16890000000 | 0.65 | N/A | Yes | BEM | Hydrodynamics | (with | Morison | drag) | 0 | 0 | 0
[8 empty] | 174.1 | 32 | 1 | 20 | Floater | No | 0 | 6.158e-05 | 0 | 0 | 1553000000 | 1553000000 | 2488000000 | 2488000000 | 0 | 0 | 1195000000 | 1.479e-05 | 12930000000 | 0.65 | N/A | Yes | BEM | Hydrodynamics | (with | Morison | drag) | 0 | 0 | 0 | [9 empty] | 174 | 32 | 134 | 174 | 174 | 1c | 0 | 174 | 2.10E+11 | 8.08E+10 | 7850 | 1 | 0.02
[8 empty] | 174.2 | 134 | 1 | 20 | Floater | No | 0 | 6.158e-05 | 0 | 0 | 1553000000 | 1553000000 | 2488000000 | 2488000000 | 0 | 0 | 1195000000 | 1.479e-05 | 12930000000 | 0.65 | N/A | Yes | BEM | Hydrodynamics | (with | Morison | drag) | 0 | 0 | 0
[8 empty] | 175.1 | 134 | 1 | 20 | Floater | No | 0 | 6.158e-05 | 0 | 0 | 1553000000 | 1553000000 | 2488000000 | 2488000000 | 0 | 0 | 1195000000 | 1.479e-05 | 12930000000 | 0.65 | N/A | Yes | BEM | Hydrodynamics | (with | Morison | drag) | 0 | 0 | 0 | [9 empty] | 175 | 134 | 135 | 175 | 175 | 1c | 0 | 175 | 2.10E+11 | 8.08E+10 | 7850 | 1 | 0.02
[8 empty] | 175.2 | 135 | 1 | 20 | Floater | No | 0 | 6.158e-05 | 0 | 0 | 1553000000 | 1553000000 | 2488000000 | 2488000000 | 0 | 0 | 1195000000 | 1.479e-05 | 12930000000 | 0.65 | N/A | Yes | BEM | Hydrodynamics | (with | Morison | drag) | 0 | 0 | 0
[8 empty] | 176.1 | 135 | 1 | 20 | Floater | No | 0 | 6.158e-05 | 0 | 0 | 1553000000 | 1553000000 | 2488000000 | 2488000000 | 0 | 0 | 1195000000 | 1.479e-05 | 12930000000 | 0.65 | N/A | Yes | BEM | Hydrodynamics | (with | Morison | drag) | 0 | 0 | 0 | [9 empty] | 176 | 135 | 136 | 176 | 176 | 1c | 0 | 176 | 2.10E+11 | 8.08E+10 | 7850 | 1 | 0.02
[8 empty] | 176.2 | 136 | 1 | 20 | Floater | No | 0 | 6.158e-05 | 0 | 0 | 1553000000 | 1553000000 | 2488000000 | 2488000000 | 0 | 0 | 1195000000 | 1.479e-05 | 12930000000 | 0.65 | N/A | Yes | BEM | Hydrodynamics | (with | Morison | drag) | 0 | 0 | 0
[8 empty] | 177.1 | 136 | 1 | 20 | Floater | No | 0 | 6.158e-05 | 0 | 0 | 1553000000 | 1553000000 | 2488000000 | 2488000000 | 0 | 0 | 1195000000 | 1.479e-05 | 12930000000 | 0.65 | N/A | Yes | BEM | Hydrodynamics | (with | Morison | drag) | 0 | 0 | 0 | [9 empty] | 177 | 136 | 137 | 177 | 177 | 1c | 0 | 177 | 2.10E+11 | 8.08E+10 | 7850 | 1 | 0.02
[8 empty] | 177.2 | 137 | 1 | 20 | Floater | No | 0 | 6.158e-05 | 0 | 0 | 1553000000 | 1553000000 | 2488000000 | 2488000000 | 0 | 0 | 1195000000 | 1.479e-05 | 12930000000 | 0.65 | N/A | Yes | BEM | Hydrodynamics | (with | Morison | drag) | 0 | 0 | 0
[8 empty] | 178.1 | 137 | 1 | 20 | Floater | No | 0 | 6.158e-05 | 0 | 0 | 1553000000 | 1553000000 | 2488000000 | 2488000000 | 0 | 0 | 1195000000 | 1.479e-05 | 12930000000 | 0.65 | N/A | Yes | BEM | Hydrodynamics | (with | Morison | drag) | 0 | 0 | 0 | [9 empty] | 178 | 137 | 138 | 178 | 178 | 1c | 0 | 178 | 2.10E+11 | 8.08E+10 | 7850 | 1 | 0.02
[8 empty] | 178.2 | 138 | 1 | 20 | Floater | No | 0 | 6.158e-05 | 0 | 0 | 1553000000 | 1553000000 | 2488000000 | 2488000000 | 0 | 0 | 1195000000 | 1.479e-05 | 12930000000 | 0.65 | N/A | Yes | BEM | Hydrodynamics | (with | Morison | drag) | 0 | 0 | 0
[8 empty] | 179.1 | 138 | 1 | 20 | Floater | No | 0 | 6.158e-05 | 0 | 0 | 1553000000 | 1553000000 | 2488000000 | 2488000000 | 0 | 0 | 1195000000 | 1.479e-05 | 12930000000 | 0.65 | N/A | Yes | BEM | Hydrodynamics | (with | Morison | drag) | 0 | 0 | 0 | [9 empty] | 179 | 138 | 139 | 179 | 179 | 1c | 0 | 179 | 2.10E+11 | 8.08E+10 | 7850 | 1 | 0.02
[8 empty] | 179.2 | 139 | 1 | 20 | Floater | No | 0 | 6.158e-05 | 0 | 0 | 1553000000 | 1553000000 | 2488000000 | 2488000000 | 0 | 0 | 1195000000 | 1.479e-05 | 12930000000 | 0.65 | N/A | Yes | BEM | Hydrodynamics | (with | Morison | drag) | 0 | 0 | 0
[8 empty] | 180.1 | 133 | 1 | 20 | Floater | No | 0 | 6.158e-05 | 0 | 0 | 1553000000 | 1553000000 | 2488000000 | 2488000000 | 0 | 0 | 1195000000 | 1.479e-05 | 12930000000 | 0.65 | N/A | Yes | BEM | Hydrodynamics | (with | Morison | drag) | 0 | 0 | 0 | [9 empty] | 180 | 139 | 140 | 180 | 180 | 1c | 0 | 180 | 2.10E+11 | 8.08E+10 | 7850 | 1 | 0.02
[8 empty] | 180.2 | 140 | 1 | 20 | Floater | No | 0 | 6.158e-05 | 0 | 0 | 1553000000 | 1553000000 | 2488000000 | 2488000000 | 0 | 0 | 1195000000 | 1.479e-05 | 12930000000 | 0.65 | N/A | Yes | BEM | Hydrodynamics | (with | Morison | drag) | 0 | 0 | 0
[8 empty] | 181.1 | 140 | 1 | 20 | Floater | No | 0 | 6.158e-05 | 0 | 0 | 1553000000 | 1553000000 | 2488000000 | 2488000000 | 0 | 0 | 1195000000 | 1.479e-05 | 12930000000 | 0.65 | N/A | Yes | BEM | Hydrodynamics | (with | Morison | drag) | 0 | 0 | 0 | [9 empty] | 181 | 140 | 141 | 181 | 181 | 1c | 0 | 181 | 2.10E+11 | 8.08E+10 | 7850 | 1 | 0.02
[8 empty] | 181.2 | 141 | 1 | 20 | Floater | No | 0 | 6.158e-05 | 0 | 0 | 1553000000 | 1553000000 | 2488000000 | 2488000000 | 0 | 0 | 1195000000 | 1.479e-05 | 12930000000 | 0.65 | N/A | Yes | BEM | Hydrodynamics | (with | Morison | drag) | 0 | 0 | 0
[8 empty] | 182.1 | 141 | 1 | 20 | Floater | No | 0 | 6.158e-05 | 0 | 0 | 1553000000 | 1553000000 | 2488000000 | 2488000000 | 0 | 0 | 1195000000 | 1.479e-05 | 12930000000 | 0.65 | N/A | Yes | BEM | Hydrodynamics | (with | Morison | drag) | 0 | 0 | 0 | [9 empty] | 182 | 141 | 142 | 182 | 182 | 1c | 0 | 182 | 2.10E+11 | 8.08E+10 | 7850 | 1 | 0.02
[8 empty] | 182.2 | 142 | 1 | 20 | Floater | No | 0 | 6.158e-05 | 0 | 0 | 1553000000 | 1553000000 | 2488000000 | 2488000000 | 0 | 0 | 1195000000 | 1.479e-05 | 12930000000 | 0.65 | N/A | Yes | BEM | Hydrodynamics | (with | Morison | drag) | 0 | 0 | 0
[8 empty] | 183.1 | 142 | 1 | 20 | Floater | No | 0 | 6.158e-05 | 0 | 0 | 1553000000 | 1553000000 | 2488000000 | 2488000000 | 0 | 0 | 1195000000 | 1.479e-05 | 12930000000 | 0.65 | N/A | Yes | BEM | Hydrodynamics | (with | Morison | drag) | 0 | 0 | 0 | [9 empty] | 183 | 142 | 143 | 183 | 183 | 1c | 0 | 183 | 2.10E+11 | 8.08E+10 | 7850 | 1 | 0.02
[8 empty] | 183.2 | 143 | 1 | 20 | Floater | No | 0 | 6.158e-05 | 0 | 0 | 1553000000 | 1553000000 | 2488000000 | 2488000000 | 0 | 0 | 1195000000 | 1.479e-05 | 12930000000 | 0.65 | N/A | Yes | BEM | Hydrodynamics | (with | Morison | drag) | 0 | 0 | 0
[8 empty] | 184.1 | 143 | 1 | 20 | Floater | No | 0 | 6.158e-05 | 0 | 0 | 1553000000 | 1553000000 | 2488000000 | 2488000000 | 0 | 0 | 1195000000 | 1.479e-05 | 12930000000 | 0.65 | N/A | Yes | BEM | Hydrodynamics | (with | Morison | drag) | 0 | 0 | 0 | [9 empty] | 184 | 143 | 144 | 184 | 184 | 1c | 0 | 184 | 2.10E+11 | 8.08E+10 | 7850 | 1 | 0.02
[8 empty] | 184.2 | 144 | 1 | 20 | Floater | No | 0 | 6.158e-05 | 0 | 0 | 1553000000 | 1553000000 | 2488000000 | 2488000000 | 0 | 0 | 1195000000 | 1.479e-05 | 12930000000 | 0.65 | N/A | Yes | BEM | Hydrodynamics | (with | Morison | drag) | 0 | 0 | 0
[8 empty] | 185.1 | 144 | 1 | 20 | Floater | No | 0 | 6.158e-05 | 0 | 0 | 1553000000 | 1553000000 | 2488000000 | 2488000000 | 0 | 0 | 1195000000 | 1.479e-05 | 12930000000 | 0.65 | N/A | Yes | BEM | Hydrodynamics | (with | Morison | drag) | 0 | 0 | 0 | [9 empty] | 185 | 144 | 145 | 185 | 185 | 1c | 0 | 185 | 2.10E+11 | 8.08E+10 | 7850 | 1 | 0.02
[8 empty] | 185.2 | 145 | 1 | 20 | Floater | No | 0 | 6.158e-05 | 0 | 0 | 1553000000 | 1553000000 | 2488000000 | 2488000000 | 0 | 0 | 1195000000 | 1.479e-05 | 12930000000 | 0.65 | N/A | Yes | BEM | Hydrodynamics | (with | Morison | drag) | 0 | 0 | 0
[8 empty] | 186.1 | 145 | 1 | 20 | Floater | No | 0 | 6.158e-05 | 0 | 0 | 1553000000 | 1553000000 | 2488000000 | 2488000000 | 0 | 0 | 1195000000 | 1.479e-05 | 12930000000 | 0.65 | N/A | Yes | BEM | Hydrodynamics | (with | Morison | drag) | 0 | 0 | 0 | [9 empty] | 186 | 145 | 146 | 186 | 186 | 1c | 0 | 186 | 2.10E+11 | 8.08E+10 | 7850 | 1 | 0.02
[8 empty] | 186.2 | 146 | 1 | 20 | Floater | No | 0 | 6.158e-05 | 0 | 0 | 1553000000 | 1553000000 | 2488000000 | 2488000000 | 0 | 0 | 1195000000 | 1.479e-05 | 12930000000 | 0.65 | N/A | Yes | BEM | Hydrodynamics | (with | Morison | drag) | 0 | 0 | 0
[8 empty] | 187.1 | 146 | 1 | 20 | Floater | No | 0 | 6.158e-05 | 0 | 0 | 1553000000 | 1553000000 | 2488000000 | 2488000000 | 0 | 0 | 1195000000 | 1.479e-05 | 12930000000 | 0.65 | N/A | Yes | BEM | Hydrodynamics | (with | Morison | drag) | 0 | 0 | 0 | [9 empty] | 187 | 146 | 47 | 187 | 187 | 1c | 0 | 187 | 2.10E+11 | 8.08E+10 | 7850 | 1 | 0.02
[8 empty] | 187.2 | 47 | 1 | 20 | Floater | No | 0 | 6.158e-05 | 0 | 0 | 1553000000 | 1553000000 | 2488000000 | 2488000000 | 0 | 0 | 1195000000 | 1.479e-05 | 12930000000 | 0.65 | N/A | Yes | BEM | Hydrodynamics | (with | Morison | drag) | 0 | 0 | 0
[8 empty] | 188.1 | 36 | 0.1 | 1 | Floater | No | 0 | 3.11e-07 | 0 | 0 | 80025.4 | 80025.4 | 12570000 | 12570000 | 0 | 0 | 61581.5 | 7.621e-10 | 65310000 | 0.65 | N/A | Yes | BEM | Hydrodynamics | (with | Morison | drag) | 0 | 0 | 0 | [9 empty] | 188 | 36 | 223 | 188 | 188 | 1c | 0 | 188 | 2.10E+11 | 8.08E+10 | 7850 | 0.1 | 0.001
[8 empty] | 188.2 | 223 | 0.1 | 1 | Floater | No | 0 | 3.11e-07 | 0 | 0 | 80025.4 | 80025.4 | 12570000 | 12570000 | 0 | 0 | 61581.5 | 7.621e-10 | 65310000 | 0.65 | N/A | Yes | BEM | Hydrodynamics | (with | Morison | drag) | 0 | 0 | 0
[8 empty] | 189.1 | 36 | 0.1 | 1 | Floater | No | 0 | 3.11e-07 | 0 | 0 | 80025.4 | 80025.4 | 12570000 | 12570000 | 0 | 0 | 61581.5 | 7.621e-10 | 65310000 | 0.65 | N/A | Yes | BEM | Hydrodynamics | (with | Morison | drag) | 0 | 0 | 0 | [9 empty] | 189 | 36 | 224 | 189 | 189 | 1c | 0 | 189 | 2.10E+11 | 8.08E+10 | 7850 | 0.1 | 0.001
[8 empty] | 189.2 | 224 | 0.1 | 1 | Floater | No | 0 | 3.11e-07 | 0 | 0 | 80025.4 | 80025.4 | 12570000 | 12570000 | 0 | 0 | 61581.5 | 7.621e-10 | 65310000 | 0.65 | N/A | Yes | BEM | Hydrodynamics | (with | Morison | drag) | 0 | 0 | 0
[8 empty] | 190.1 | 21 | 0.1 | 1 | Floater | No | 0 | 3.11e-07 | 0 | 0 | 80025.4 | 80025.4 | 12570000 | 12570000 | 0 | 0 | 61581.5 | 7.621e-10 | 65310000 | 0.65 | N/A | Yes | BEM | Hydrodynamics | (with | Morison | drag) | 0 | 0 | 0 | [9 empty] | 190 | 21 | 225 | 190 | 190 | 1c | 0 | 190 | 2.10E+11 | 8.08E+10 | 7850 | 0.1 | 0.001
[8 empty] | 190.2 | 225 | 0.1 | 1 | Floater | No | 0 | 3.11e-07 | 0 | 0 | 80025.4 | 80025.4 | 12570000 | 12570000 | 0 | 0 | 61581.5 | 7.621e-10 | 65310000 | 0.65 | N/A | Yes | BEM | Hydrodynamics | (with | Morison | drag) | 0 | 0 | 0
[8 empty] | 191.1 | 21 | 0.1 | 1 | Floater | No | 0 | 3.11e-07 | 0 | 0 | 80025.4 | 80025.4 | 12570000 | 12570000 | 0 | 0 | 61581.5 | 7.621e-10 | 65310000 | 0.65 | N/A | Yes | BEM | Hydrodynamics | (with | Morison | drag) | 0 | 0 | 0 | [9 empty] | 191 | 21 | 226 | 191 | 191 | 1c | 0 | 191 | 2.10E+11 | 8.08E+10 | 7850 | 0.1 | 0.001
[8 empty] | 191.2 | 226 | 0.1 | 1 | Floater | No | 0 | 3.11e-07 | 0 | 0 | 80025.4 | 80025.4 | 12570000 | 12570000 | 0 | 0 | 61581.5 | 7.621e-10 | 65310000 | 0.65 | N/A | Yes | BEM | Hydrodynamics | (with | Morison | drag) | 0 | 0 | 0
[8 empty] | 192.1 | 51 | 0.1 | 1 | Floater | No | 0 | 3.11e-07 | 0 | 0 | 80025.4 | 80025.4 | 12570000 | 12570000 | 0 | 0 | 61581.5 | 7.621e-10 | 65310000 | 0.65 | N/A | Yes | BEM | Hydrodynamics | (with | Morison | drag) | 0 | 0 | 0 | [9 empty] | 192 | 51 | 227 | 192 | 192 | 1c | 0 | 192 | 2.10E+11 | 8.08E+10 | 7850 | 0.1 | 0.001
[8 empty] | 192.2 | 227 | 0.1 | 1 | Floater | No | 0 | 3.11e-07 | 0 | 0 | 80025.4 | 80025.4 | 12570000 | 12570000 | 0 | 0 | 61581.5 | 7.621e-10 | 65310000 | 0.65 | N/A | Yes | BEM | Hydrodynamics | (with | Morison | drag) | 0 | 0 | 0
[8 empty] | 193.1 | 51 | 0.1 | 1 | Floater | No | 0 | 3.11e-07 | 0 | 0 | 80025.4 | 80025.4 | 12570000 | 12570000 | 0 | 0 | 61581.5 | 7.621e-10 | 65310000 | 0.65 | N/A | Yes | BEM | Hydrodynamics | (with | Morison | drag) | 0 | 0 | 0 | [9 empty] | 193 | 51 | 228 | 193 | 193 | 1c | 0 | 193 | 2.10E+11 | 8.08E+10 | 7850 | 0.1 | 0.001
[8 empty] | 193.2 | 228 | 0.1 | 1 | Floater | No | 0 | 3.11e-07 | 0 | 0 | 80025.4 | 80025.4 | 12570000 | 12570000 | 0 | 0 | 61581.5 | 7.621e-10 | 65310000 | 0.65 | N/A | Yes | BEM | Hydrodynamics | (with | Morison | drag) | 0 | 0 | 0
| PropSetID | YoungE | ShearG | MatDens | XsecD | XsecT |  | 194.1 | 15 | 5 | 35 | Floater | No | 0 | 0.0005459 | 0 | 0 | 353300000000 | 353300000000 | 22060000000 | 22060000000 | 0 | 0 | 271900000000 | 0.003365 | 114600000000 | 0.65 | N/A | Yes | BEM | Hydrodynamics | (with | Morison | drag) | 0 | 0 | 0 | [9 empty] | 194 | 15 | 229 | 194 | 194 | 1c | 0 | 194 | 2.10E+11 | 8.08E+10 | 7850 | 5 | 0.035
| (-) | (N/m2) | (N/m2) | (kg/m3) | (m) | (m) |  | 194.2 | 229 | 5 | 35 | Floater | No | 0 | 0.0005459 | 0 | 0 | 353300000000 | 353300000000 | 22060000000 | 22060000000 | 0 | 0 | 271900000000 | 0.003365 | 114600000000 | 0.65 | N/A | Yes | BEM | Hydrodynamics | (with | Morison | drag) | 0 | 0 | 0
| 35 | 210000000000 | 80769000000 | 7850 | 5.126 | 0.063 |  | 195.1 | 229 | 5.126 | 63 | Steel | No | 0 | 4407.11 | 0 | 0 | 363200000000 | 363200000000 | 22680000000 | 22680000000 | 0 | 0 | 279500000000 | 27150.6 | 117900000000 | 0.65 | N/A | Yes | BEM | Hydrodynamics | (with | Morison | drag) | 0 | 0 | 0 | [9 empty] | 195 | 229 | 230 | 195 | 195 | 1c | 0 | 195 | 2.10E+11 | 8.08E+10 | 7850 | 5.126 | 0.063
[8 empty] | 195.2 | 230 | 5.126 | 63 | Steel | No | 0 | 4407.11 | 0 | 0 | 363200000000 | 363200000000 | 22680000000 | 22680000000 | 0 | 0 | 279500000000 | 27150.6 | 117900000000 | 0.65 | N/A | Yes | BEM | Hydrodynamics | (with | Morison | drag) | 0 | 0 | 0
| 34 | 210000000000 | 80769000000 | 7850 | 5.126 | 0.063 |  | 196.1 | 230 | 5.126 | 63 | Steel | No | 0 | 4285.56 | 0 | 0 | 353300000000 | 353300000000 | 22060000000 | 22060000000 | 0 | 0 | 271900000000 | 26412.4 | 114600000000 | 0.65 | N/A | Yes | BEM | Hydrodynamics | (with | Morison | drag) | 0 | 0 | 0 | [9 empty] | 196 | 230 | 231 | 196 | 196 | 1c | 0 | 196 | 2.10E+11 | 8.08E+10 | 7850 | 5.126 | 0.063
[8 empty] | 196.2 | 231 | 5.126 | 63 | Steel | No | 0 | 4285.56 | 0 | 0 | 353300000000 | 353300000000 | 22060000000 | 22060000000 | 0 | 0 | 271900000000 | 26412.4 | 114600000000 | 0.65 | N/A | Yes | BEM | Hydrodynamics | (with | Morison | drag) | 0 | 0 | 0
| 33 | 210000000000 | 80769000000 | 7850 | 5.126 | 0.063 |  | 197.1 | 231 | 5.126 | 63 | Steel | No | 0 | 4163.93 | 0 | 0 | 343400000000 | 343400000000 | 21430000000 | 21430000000 | 0 | 0 | 264300000000 | 25673.1 | 111400000000 | 0.65 | N/A | Yes | BEM | Hydrodynamics | (with | Morison | drag) | 0 | 0 | 0 | [9 empty] | 197 | 231 | 232 | 197 | 197 | 1c | 0 | 197 | 2.10E+11 | 8.08E+10 | 7850 | 5.126 | 0.063
[8 empty] | 197.2 | 232 | 5.126 | 63 | Steel | No | 0 | 4163.93 | 0 | 0 | 343400000000 | 343400000000 | 21430000000 | 21430000000 | 0 | 0 | 264300000000 | 25673.1 | 111400000000 | 0.65 | N/A | Yes | BEM | Hydrodynamics | (with | Morison | drag) | 0 | 0 | 0
| 32 | 210000000000 | 80769000000 | 7850 | 5.1 | 0.05 |  | 198.1 | 232 | 5.1 | 50 | Steel | No | 0 | 4163.93 | 0 | 0 | 343400000000 | 343400000000 | 21430000000 | 21430000000 | 0 | 0 | 264300000000 | 25673.1 | 111400000000 | 0.65 | N/A | Yes | BEM | Hydrodynamics | (with | Morison | drag) | 0 | 0 | 0 | [9 empty] | 198 | 232 | 233 | 198 | 198 | 1c | 0 | 198 | 2.10E+11 | 8.08E+10 | 7850 | 5.1 | 0.05
[8 empty] | 198.2 | 233 | 5.1 | 50 | Steel | No | 0 | 4163.93 | 0 | 0 | 343400000000 | 343400000000 | 21430000000 | 21430000000 | 0 | 0 | 264300000000 | 25673.1 | 111400000000 | 0.65 | N/A | Yes | BEM | Hydrodynamics | (with | Morison | drag) | 0 | 0 | 0
| 31 | 210000000000 | 80769000000 | 7850 | 5.086 | 0.043 |  | 199.1 | 233 | 5.086 | 43 | Steel | No | 0 | 4163.93 | 0 | 0 | 343400000000 | 343400000000 | 21430000000 | 21430000000 | 0 | 0 | 264300000000 | 25673.1 | 111400000000 | 0.65 | N/A | Yes | BEM | Hydrodynamics | (with | Morison | drag) | 0 | 0 | 0 | [9 empty] | 199 | 233 | 234 | 199 | 199 | 1c | 0 | 199 | 2.10E+11 | 8.08E+10 | 7850 | 5.086 | 0.043
[8 empty] | 199.2 | 234 | 5.086 | 43 | Steel | No | 0 | 4163.93 | 0 | 0 | 343400000000 | 343400000000 | 21430000000 | 21430000000 | 0 | 0 | 264300000000 | 25673.1 | 111400000000 | 0.65 | N/A | Yes | BEM | Hydrodynamics | (with | Morison | drag) | 0 | 0 | 0
| 30 | 210000000000 | 80769000000 | 7850 | 5.08 | 0.04 |  | 200.1 | 234 | 5.08 | 40 | Steel | No | 0 | 4042.29 | 0 | 0 | 333500000000 | 333500000000 | 20800000000 | 20800000000 | 0 | 0 | 256600000000 | 24933 | 108100000000 | 0.65 | N/A | Yes | BEM | Hydrodynamics | (with | Morison | drag) | 0 | 0 | 0 | [9 empty] | 200 | 234 | 235 | 200 | 200 | 1c | 0 | 200 | 2.10E+11 | 8.08E+10 | 7850 | 5.08 | 0.04
[8 empty] | 200.2 | 235 | 5.08 | 40 | Steel | No | 0 | 4042.29 | 0 | 0 | 333500000000 | 333500000000 | 20800000000 | 20800000000 | 0 | 0 | 256600000000 | 24933 | 108100000000 | 0.65 | N/A | Yes | BEM | Hydrodynamics | (with | Morison | drag) | 0 | 0 | 0
| 29 | 210000000000 | 80769000000 | 7850 | 5.076 | 0.038 |  | 201.1 | 235 | 5.076 | 38 | Steel | No | 0 | 3920.59 | 0 | 0 | 323600000000 | 323600000000 | 20180000000 | 20180000000 | 0 | 0 | 249000000000 | 24192.1 | 104900000000 | 0.65 | N/A | Yes | BEM | Hydrodynamics | (with | Morison | drag) | 0 | 0 | 0 | [9 empty] | 201 | 235 | 236 | 201 | 201 | 1c | 0 | 201 | 2.10E+11 | 8.08E+10 | 7850 | 5.076 | 0.038
[8 empty] | 201.2 | 236 | 5.076 | 38 | Steel | No | 0 | 3920.59 | 0 | 0 | 323600000000 | 323600000000 | 20180000000 | 20180000000 | 0 | 0 | 249000000000 | 24192.1 | 104900000000 | 0.65 | N/A | Yes | BEM | Hydrodynamics | (with | Morison | drag) | 0 | 0 | 0
| 28 | 210000000000 | 80769000000 | 7850 | 5.074 | 0.037 |  | 202.1 | 236 | 5.074 | 37 | Steel | No | 0 | 3798.82 | 0 | 0 | 313700000000 | 313700000000 | 19550000000 | 19550000000 | 0 | 0 | 241400000000 | 23450 | 101600000000 | 0.65 | N/A | Yes | BEM | Hydrodynamics | (with | Morison | drag) | 0 | 0 | 0 | [9 empty] | 202 | 236 | 237 | 202 | 202 | 1c | 0 | 202 | 2.10E+11 | 8.08E+10 | 7850 | 5.074 | 0.037
[8 empty] | 202.2 | 237 | 5.074 | 37 | Steel | No | 0 | 3798.82 | 0 | 0 | 313700000000 | 313700000000 | 19550000000 | 19550000000 | 0 | 0 | 241400000000 | 23450 | 101600000000 | 0.65 | N/A | Yes | BEM | Hydrodynamics | (with | Morison | drag) | 0 | 0 | 0
| 27 | 210000000000 | 80769000000 | 7850 | 5.072 | 0.036 |  | 203.1 | 237 | 5.072 | 36 | Steel | No | 0 | 3798.82 | 0 | 0 | 313700000000 | 313700000000 | 19550000000 | 19550000000 | 0 | 0 | 241400000000 | 23450 | 101600000000 | 0.65 | N/A | Yes | BEM | Hydrodynamics | (with | Morison | drag) | 0 | 0 | 0 | [9 empty] | 203 | 237 | 238 | 203 | 203 | 1c | 0 | 203 | 2.10E+11 | 8.08E+10 | 7850 | 5.072 | 0.036
[8 empty] | 203.2 | 238 | 5.072 | 36 | Steel | No | 0 | 3798.82 | 0 | 0 | 313700000000 | 313700000000 | 19550000000 | 19550000000 | 0 | 0 | 241400000000 | 23450 | 101600000000 | 0.65 | N/A | Yes | BEM | Hydrodynamics | (with | Morison | drag) | 0 | 0 | 0
| 26 | 210000000000 | 80769000000 | 7850 | 5.07 | 0.035 |  | 204.1 | 238 | 5.07 | 35 | Steel | No | 0 | 3677.02 | 0 | 0 | 303700000000 | 303700000000 | 18920000000 | 18920000000 | 0 | 0 | 233700000000 | 22707.3 | 98370000000 | 0.65 | N/A | Yes | BEM | Hydrodynamics | (with | Morison | drag) | 0 | 0 | 0 | [9 empty] | 204 | 238 | 239 | 204 | 204 | 1c | 0 | 204 | 2.10E+11 | 8.08E+10 | 7850 | 5.07 | 0.035
[8 empty] | 204.2 | 239 | 5.07 | 35 | Steel | No | 0 | 3677.02 | 0 | 0 | 303700000000 | 303700000000 | 18920000000 | 18920000000 | 0 | 0 | 233700000000 | 22707.3 | 98370000000 | 0.65 | N/A | Yes | BEM | Hydrodynamics | (with | Morison | drag) | 0 | 0 | 0
| 25 | 210000000000 | 80769000000 | 7850 | 5.066 | 0.033 |  | 205.1 | 239 | 5.066 | 33 | Steel | No | 0 | 3555.18 | 0 | 0 | 293800000000 | 293800000000 | 18300000000 | 18300000000 | 0 | 0 | 226100000000 | 21963.6 | 95110000000 | 0.65 | N/A | Yes | BEM | Hydrodynamics | (with | Morison | drag) | 0 | 0 | 0 | [9 empty] | 205 | 239 | 240 | 205 | 205 | 1c | 0 | 205 | 2.10E+11 | 8.08E+10 | 7850 | 5.066 | 0.033
[8 empty] | 205.2 | 240 | 5.066 | 33 | Steel | No | 0 | 3555.18 | 0 | 0 | 293800000000 | 293800000000 | 18300000000 | 18300000000 | 0 | 0 | 226100000000 | 21963.6 | 95110000000 | 0.65 | N/A | Yes | BEM | Hydrodynamics | (with | Morison | drag) | 0 | 0 | 0
| 24 | 210000000000 | 80769000000 | 7850 | 5.066 | 0.033 |  | 206.1 | 240 | 5.066 | 33 | Steel | No | 0 | 3555.18 | 0 | 0 | 293800000000 | 293800000000 | 18300000000 | 18300000000 | 0 | 0 | 226100000000 | 21963.6 | 95110000000 | 0.65 | N/A | Yes | BEM | Hydrodynamics | (with | Morison | drag) | 0 | 0 | 0 | [9 empty] | 206 | 240 | 241 | 206 | 206 | 1c | 0 | 206 | 2.10E+11 | 8.08E+10 | 7850 | 5.066 | 0.033
[8 empty] | 206.2 | 241 | 5.066 | 33 | Steel | No | 0 | 3555.18 | 0 | 0 | 293800000000 | 293800000000 | 18300000000 | 18300000000 | 0 | 0 | 226100000000 | 21963.6 | 95110000000 | 0.65 | N/A | Yes | BEM | Hydrodynamics | (with | Morison | drag) | 0 | 0 | 0
| 23 | 210000000000 | 80769000000 | 7850 | 5.066 | 0.033 |  | 207.1 | 241 | 5.066 | 33 | Steel | No | 0 | 3433.29 | 0 | 0 | 283800000000 | 283800000000 | 17670000000 | 17670000000 | 0 | 0 | 218400000000 | 21219.1 | 91850000000 | 0.65 | N/A | Yes | BEM | Hydrodynamics | (with | Morison | drag) | 0 | 0 | 0 | [9 empty] | 207 | 241 | 242 | 207 | 207 | 1c | 0 | 207 | 2.10E+11 | 8.08E+10 | 7850 | 5.066 | 0.033
[8 empty] | 207.2 | 242 | 5.066 | 33 | Steel | No | 0 | 3433.29 | 0 | 0 | 283800000000 | 283800000000 | 17670000000 | 17670000000 | 0 | 0 | 218400000000 | 21219.1 | 91850000000 | 0.65 | N/A | Yes | BEM | Hydrodynamics | (with | Morison | drag) | 0 | 0 | 0
| 22 | 210000000000 | 80769000000 | 7850 | 5.066 | 0.033 |  | 208.1 | 242 | 5.066 | 33 | Steel | No | 0 | 3433.29 | 0 | 0 | 283800000000 | 283800000000 | 17670000000 | 17670000000 | 0 | 0 | 218400000000 | 21219.1 | 91850000000 | 0.65 | N/A | Yes | BEM | Hydrodynamics | (with | Morison | drag) | 0 | 0 | 0 | [9 empty] | 208 | 242 | 243 | 208 | 208 | 1c | 0 | 208 | 2.10E+11 | 8.08E+10 | 7850 | 5.066 | 0.033
[8 empty] | 208.2 | 243 | 5.066 | 33 | Steel | No | 0 | 3433.29 | 0 | 0 | 283800000000 | 283800000000 | 17670000000 | 17670000000 | 0 | 0 | 218400000000 | 21219.1 | 91850000000 | 0.65 | N/A | Yes | BEM | Hydrodynamics | (with | Morison | drag) | 0 | 0 | 0
| 21 | 210000000000 | 80769000000 | 7850 | 5.066 | 0.029 |  | 209.1 | 243 | 5.066 | 29 | Steel | No | 0 | 3311.32 | 0 | 0 | 273800000000 | 273800000000 | 17040000000 | 17040000000 | 0 | 0 | 210700000000 | 20473.4 | 88580000000 | 0.65 | N/A | Yes | BEM | Hydrodynamics | (with | Morison | drag) | 0 | 0 | 0 | [9 empty] | 209 | 243 | 244 | 209 | 209 | 1c | 0 | 209 | 2.10E+11 | 8.08E+10 | 7850 | 5.066 | 0.029
[8 empty] | 209.2 | 244 | 5.066 | 29 | Steel | No | 0 | 3311.32 | 0 | 0 | 273800000000 | 273800000000 | 17040000000 | 17040000000 | 0 | 0 | 210700000000 | 20473.4 | 88580000000 | 0.65 | N/A | Yes | BEM | Hydrodynamics | (with | Morison | drag) | 0 | 0 | 0
| 20 | 210000000000 | 80769000000 | 7850 | 5.066 | 0.028 |  | 210.1 | 244 | 5.066 | 28 | Steel | N/A | 0 | 3189.32 | 0 | 0 | 263900000000 | 263900000000 | 16410000000 | 16410000000 | 0 | 0 | 203100000000 | 19727.1 | 85320000000 | 0.65 | N/A | No | BEM | Hydrodynamics | (with | Morison | drag) | 0 | 0 | 0 | [9 empty] | 210 | 244 | 245 | 210 | 210 | 1c | 0 | 210 | 2.10E+11 | 8.08E+10 | 7850 | 5.066 | 0.028
[8 empty] | 210.2 | 245 | 5.066 | 28 | Steel | N/A | 0 | 3189.32 | 0 | 0 | 263900000000 | 263900000000 | 16410000000 | 16410000000 | 0 | 0 | 203100000000 | 19727.1 | 85320000000 | 0.65 | N/A | No | BEM | Hydrodynamics | (with | Morison | drag) | 0 | 0 | 0
| 19 | 210000000000 | 80769000000 | 7850 | 5.066 | 0.027 |  | 211.1 | 245 | 5.066 | 27 | Steel | N/A | 0 | 3189.32 | 0 | 0 | 263900000000 | 263900000000 | 16410000000 | 16410000000 | 0 | 0 | 203100000000 | 19727.1 | 85320000000 | 0.65 | N/A | No | BEM | Hydrodynamics | (with | Morison | drag) | 0 | 0 | 0 | [9 empty] | 211 | 245 | 246 | 211 | 211 | 1c | 0 | 211 | 2.10E+11 | 8.08E+10 | 7850 | 5.066 | 0.027
[8 empty] | 211.2 | 246 | 5.066 | 27 | Steel | N/A | 0 | 3189.32 | 0 | 0 | 263900000000 | 263900000000 | 16410000000 | 16410000000 | 0 | 0 | 203100000000 | 19727.1 | 85320000000 | 0.65 | N/A | No | BEM | Hydrodynamics | (with | Morison | drag) | 0 | 0 | 0
| 18 | 210000000000 | 80769000000 | 7850 | 5.066 | 0.026 |  | 212.1 | 246 | 5.066 | 26 | Steel | N/A | 0 | 3067.28 | 0 | 0 | 253900000000 | 253900000000 | 15790000000 | 15790000000 | 0 | 0 | 195400000000 | 18979.8 | 82050000000 | 0.65 | N/A | No | BEM | Hydrodynamics | (with | Morison | drag) | 0 | 0 | 0 | [9 empty] | 212 | 246 | 247 | 212 | 212 | 1c | 0 | 212 | 2.10E+11 | 8.08E+10 | 7850 | 5.066 | 0.026
[8 empty] | 212.2 | 247 | 5.066 | 26 | Steel | N/A | 0 | 3067.28 | 0 | 0 | 253900000000 | 253900000000 | 15790000000 | 15790000000 | 0 | 0 | 195400000000 | 18979.8 | 82050000000 | 0.65 | N/A | No | BEM | Hydrodynamics | (with | Morison | drag) | 0 | 0 | 0
| 17 | 210000000000 | 80769000000 | 7850 | 5.066 | 0.025 |  | 213.1 | 247 | 5.066 | 25 | Steel | N/A | 0 | 2945.16 | 0 | 0 | 243900000000 | 243900000000 | 15160000000 | 15160000000 | 0 | 0 | 187700000000 | 18231.4 | 78790000000 | 0.65 | N/A | No | BEM | Hydrodynamics | (with | Morison | drag) | 0 | 0 | 0 | [9 empty] | 213 | 247 | 248 | 213 | 213 | 1c | 0 | 213 | 2.10E+11 | 8.08E+10 | 7850 | 5.066 | 0.025
[8 empty] | 213.2 | 248 | 5.066 | 25 | Steel | N/A | 0 | 2945.16 | 0 | 0 | 243900000000 | 243900000000 | 15160000000 | 15160000000 | 0 | 0 | 187700000000 | 18231.4 | 78790000000 | 0.65 | N/A | No | BEM | Hydrodynamics | (with | Morison | drag) | 0 | 0 | 0
| 16 | 210000000000 | 80769000000 | 7850 | 5.066 | 0.024 |  | 214.1 | 248 | 5.066 | 24 | Steel | N/A | 0 | 2823.03 | 0 | 0 | 233800000000 | 233800000000 | 14530000000 | 14530000000 | 0 | 0 | 179900000000 | 17482.3 | 75520000000 | 0.65 | N/A | No | BEM | Hydrodynamics | (with | Morison | drag) | 0 | 0 | 0 | [9 empty] | 214 | 248 | 249 | 214 | 214 | 1c | 0 | 214 | 2.10E+11 | 8.08E+10 | 7850 | 5.066 | 0.024
[8 empty] | 214.2 | 249 | 5.066 | 24 | Steel | N/A | 0 | 2823.03 | 0 | 0 | 233800000000 | 233800000000 | 14530000000 | 14530000000 | 0 | 0 | 179900000000 | 17482.3 | 75520000000 | 0.65 | N/A | No | BEM | Hydrodynamics | (with | Morison | drag) | 0 | 0 | 0
| 15 | 210000000000 | 80769000000 | 7850 | 5.066 | 0.024 |  | 215.1 | 249 | 5.066 | 24 | Steel | N/A | 0 | 2700.84 | 0 | 0 | 223800000000 | 223800000000 | 13900000000 | 13900000000 | 0 | 0 | 172200000000 | 16732.3 | 72250000000 | 0.65 | N/A | No | BEM | Hydrodynamics | (with | Morison | drag) | 0 | 0 | 0 | [9 empty] | 215 | 249 | 250 | 215 | 215 | 1c | 0 | 215 | 2.10E+11 | 8.08E+10 | 7850 | 5.066 | 0.024
[8 empty] | 215.2 | 250 | 5.066 | 24 | Steel | N/A | 0 | 2700.84 | 0 | 0 | 223800000000 | 223800000000 | 13900000000 | 13900000000 | 0 | 0 | 172200000000 | 16732.3 | 72250000000 | 0.65 | N/A | No | BEM | Hydrodynamics | (with | Morison | drag) | 0 | 0 | 0
| 14 | 210000000000 | 80769000000 | 7850 | 5.066 | 0.024 |  | 216.1 | 250 | 5.066 | 24 | Steel | N/A | 0 | 2700.84 | 0 | 0 | 223800000000 | 223800000000 | 13900000000 | 13900000000 | 0 | 0 | 172200000000 | 16732.3 | 72250000000 | 0.65 | N/A | No | BEM | Hydrodynamics | (with | Morison | drag) | 0 | 0 | 0 | [9 empty] | 216 | 250 | 251 | 216 | 216 | 1c | 0 | 216 | 2.10E+11 | 8.08E+10 | 7850 | 5.066 | 0.024
[8 empty] | 216.2 | 251 | 5.066 | 24 | Steel | N/A | 0 | 2700.84 | 0 | 0 | 223800000000 | 223800000000 | 13900000000 | 13900000000 | 0 | 0 | 172200000000 | 16732.3 | 72250000000 | 0.65 | N/A | No | BEM | Hydrodynamics | (with | Morison | drag) | 0 | 0 | 0
| 13 | 210000000000 | 80769000000 | 7850 | 5.066 | 0.024 |  | 217.1 | 251 | 5.066 | 24 | Steel | N/A | 0 | 2700.84 | 0 | 0 | 223800000000 | 223800000000 | 13900000000 | 13900000000 | 0 | 0 | 172200000000 | 16732.3 | 72250000000 | 0.65 | N/A | No | BEM | Hydrodynamics | (with | Morison | drag) | 0 | 0 | 0 | [9 empty] | 217 | 251 | 252 | 217 | 217 | 1c | 0 | 217 | 2.10E+11 | 8.08E+10 | 7850 | 5.066 | 0.024
[8 empty] | 217.2 | 252 | 5.066 | 24 | Steel | N/A | 0 | 2624.88 | 0 | 0 | 205500000000 | 205500000000 | 13510000000 | 13510000000 | 0 | 0 | 158100000000 | 15360 | 70220000000 | 0.65 | N/A | No | BEM | Hydrodynamics | (with | Morison | drag) | 0 | 0 | 0
| 12 | 210000000000 | 80769000000 | 7850 | 4.9204 | 0.02 |  | 218.1 | 252 | 4.9204 | 20 | Steel | N/A | 0 | 2624.88 | 0 | 0 | 205500000000 | 205500000000 | 13510000000 | 13510000000 | 0 | 0 | 158100000000 | 15360 | 70220000000 | 0.65 | N/A | No | BEM | Hydrodynamics | (with | Morison | drag) | 0 | 0 | 0 | [9 empty] | 218 | 252 | 253 | 218 | 218 | 1c | 0 | 218 | 2.10E+11 | 8.08E+10 | 7850 | 4.9204 | 0.02
[8 empty] | 218.2 | 253 | 4.9204 | 20 | Steel | N/A | 0 | 2547.29 | 0 | 0 | 187800000000 | 187800000000 | 13110000000 | 13110000000 | 0 | 0 | 144500000000 | 14037.8 | 68140000000 | 0.65 | N/A | No | BEM | Hydrodynamics | (with | Morison | drag) | 0 | 0 | 0
| 11 | 210000000000 | 80769000000 | 7850 | 4.7719 | 0.02 |  | 219.1 | 253 | 4.7719 | 20 | Steel | N/A | 0 | 2547.29 | 0 | 0 | 187800000000 | 187800000000 | 13110000000 | 13110000000 | 0 | 0 | 144500000000 | 14037.8 | 68140000000 | 0.65 | N/A | No | BEM | Hydrodynamics | (with | Morison | drag) | 0 | 0 | 0 | [9 empty] | 219 | 253 | 254 | 219 | 219 | 1c | 0 | 219 | 2.10E+11 | 8.08E+10 | 7850 | 4.7719 | 0.02
[8 empty] | 219.2 | 254 | 4.7719 | 20 | Steel | N/A | 0 | 2469.71 | 0 | 0 | 171100000000 | 171100000000 | 12710000000 | 12710000000 | 0 | 0 | 131700000000 | 12793.8 | 66070000000 | 0.65 | N/A | No | BEM | Hydrodynamics | (with | Morison | drag) | 0 | 0 | 0
| 10 | 210000000000 | 80769000000 | 7850 | 4.6234 | 0.019 |  | 220.1 | 254 | 4.6234 | 19 | Steel | N/A | 0 | 2581.39 | 0 | 0 | 178800000000 | 178800000000 | 13290000000 | 13290000000 | 0 | 0 | 137600000000 | 13366.5 | 69060000000 | 0.65 | N/A | No | BEM | Hydrodynamics | (with | Morison | drag) | 0 | 0 | 0 | [9 empty] | 220 | 254 | 255 | 220 | 220 | 1c | 0 | 220 | 2.10E+11 | 8.08E+10 | 7850 | 4.6234 | 0.019
[8 empty] | 220.2 | 255 | 4.6234 | 19 | Steel | N/A | 0 | 2500.28 | 0 | 0 | 162500000000 | 162500000000 | 12870000000 | 12870000000 | 0 | 0 | 125000000000 | 12145.7 | 66890000000 | 0.65 | N/A | No | BEM | Hydrodynamics | (with | Morison | drag) | 0 | 0 | 0
| 9 | 210000000000 | 80769000000 | 7850 | 4.4749 | 0.019 |  | 221.1 | 255 | 4.4749 | 19 | Steel | N/A | 0 | 2716.47 | 0 | 0 | 176300000000 | 176300000000 | 13980000000 | 13980000000 | 0 | 0 | 135700000000 | 13184 | 72670000000 | 0.65 | N/A | No | BEM | Hydrodynamics | (with | Morison | drag) | 0 | 0 | 0 | [9 empty] | 221 | 255 | 256 | 221 | 221 | 1c | 0 | 221 | 2.10E+11 | 8.08E+10 | 7850 | 4.4749 | 0.019
[8 empty] | 221.2 | 256 | 4.4749 | 19 | Steel | N/A | 0 | 2628.31 | 0 | 0 | 159700000000 | 159700000000 | 13530000000 | 13530000000 | 0 | 0 | 122900000000 | 11941.6 | 70310000000 | 0.65 | N/A | No | BEM | Hydrodynamics | (with | Morison | drag) | 0 | 0 | 0
| 8 | 210000000000 | 80769000000 | 7850 | 4.3265 | 0.018 |  | 222.1 | 256 | 4.3265 | 18 | Steel | N/A | 0 | 2523.75 | 0 | 0 | 153400000000 | 153400000000 | 12990000000 | 12990000000 | 0 | 0 | 118100000000 | 11471.9 | 67510000000 | 0.65 | N/A | No | BEM | Hydrodynamics | (with | Morison | drag) | 0 | 0 | 0 | [9 empty] | 222 | 256 | 257 | 222 | 222 | 1c | 0 | 222 | 2.10E+11 | 8.08E+10 | 7850 | 4.3265 | 0.018
[8 empty] | 222.2 | 257 | 4.3265 | 18 | Steel | N/A | 0 | 2438.52 | 0 | 0 | 138400000000 | 138400000000 | 12550000000 | 12550000000 | 0 | 0 | 106500000000 | 10348.5 | 65230000000 | 0.65 | N/A | No | BEM | Hydrodynamics | (with | Morison | drag) | 0 | 0 | 0
[8 empty] | 223.1 | 86 | 1 | 20 | Floater | No | 0 | 6.158e-05 | 0 | 0 | 1553000000 | 1553000000 | 2488000000 | 2488000000 | 0 | 0 | 1195000000 | 1.479e-05 | 12930000000 | 0.65 | N/A | Yes | BEM | Hydrodynamics | (with | Morison | drag) | 0 | 0 | 0 | [9 empty] | 223 | 86 | 58 | 223 | 223 | 1c | 0 | 223 | 2.10E+11 | 8.08E+10 | 7850 | 1 | 0.02
[8 empty] | 223.2 | 58 | 1 | 20 | Floater | No | 0 | 6.158e-05 | 0 | 0 | 1553000000 | 1553000000 | 2488000000 | 2488000000 | 0 | 0 | 1195000000 | 1.479e-05 | 12930000000 | 0.65 | N/A | Yes | BEM | Hydrodynamics | (with | Morison | drag) | 0 | 0 | 0
[8 empty] | 224.1 | 274 | 1 | 30 | Floater | No | 0 | 9.142e-05 | 0 | 0 | 2260000000 | 2260000000 | 3693000000 | 3693000000 | 0 | 0 | 1739000000 | 2.152e-05 | 19200000000 | 0.65 | N/A | Yes | BEM | Hydrodynamics | (with | Morison | drag) | 0 | 0 | 0 | [9 empty] | 224 | 274 | 182 | 224 | 224 | 1c | 0 | 224 | 2.10E+11 | 8.08E+10 | 7850 | 1 | 0.03
[8 empty] | 224.2 | 181 | 1 | 30 | Floater | No | 0 | 9.142e-05 | 0 | 0 | 2260000000 | 2260000000 | 3693000000 | 3693000000 | 0 | 0 | 1739000000 | 2.152e-05 | 19200000000 | 0.65 | N/A | Yes | BEM | Hydrodynamics | (with | Morison | drag) | 0 | 0 | 0
[8 empty] | 225.1 | 181 | 1 | 30 | Floater | No | 0 | 9.142e-05 | 0 | 0 | 2260000000 | 2260000000 | 3693000000 | 3693000000 | 0 | 0 | 1739000000 | 2.152e-05 | 19200000000 | 0.65 | N/A | Yes | BEM | Hydrodynamics | (with | Morison | drag) | 0 | 0 | 0 | [9 empty] | 225 | 181 | 182 | 225 | 225 | 1c | 0 | 225 | 2.10E+11 | 8.08E+10 | 7850 | 1 | 0.03
[8 empty] | 225.2 | 182 | 1 | 30 | Floater | No | 0 | 9.142e-05 | 0 | 0 | 2260000000 | 2260000000 | 3693000000 | 3693000000 | 0 | 0 | 1739000000 | 2.152e-05 | 19200000000 | 0.65 | N/A | Yes | BEM | Hydrodynamics | (with | Morison | drag) | 0 | 0 | 0
[8 empty] | 226.1 | 182 | 1 | 30 | Floater | No | 0 | 9.142e-05 | 0 | 0 | 2260000000 | 2260000000 | 3693000000 | 3693000000 | 0 | 0 | 1739000000 | 2.152e-05 | 19200000000 | 0.65 | N/A | Yes | BEM | Hydrodynamics | (with | Morison | drag) | 0 | 0 | 0 | [9 empty] | 226 | 181 | 271 | 226 | 226 | 1c | 0 | 226 | 2.10E+11 | 8.08E+10 | 7850 | 1 | 0.03
[8 empty] | 226.2 | 271 | 1 | 30 | Floater | No | 0 | 9.142e-05 | 0 | 0 | 2260000000 | 2260000000 | 3693000000 | 3693000000 | 0 | 0 | 1739000000 | 2.152e-05 | 19200000000 | 0.65 | N/A | Yes | BEM | Hydrodynamics | (with | Morison | drag) | 0 | 0 | 0
[8 empty] | 227.1 | 275 | 1 | 30 | Floater | No | 0 | 9.142e-05 | 0 | 0 | 2260000000 | 2260000000 | 3693000000 | 3693000000 | 0 | 0 | 1739000000 | 2.152e-05 | 19200000000 | 0.65 | N/A | Yes | BEM | Hydrodynamics | (with | Morison | drag) | 0 | 0 | 0 | [9 empty] | 227 | 275 | 184 | 227 | 227 | 1c | 0 | 227 | 2.10E+11 | 8.08E+10 | 7850 | 1 | 0.03
[8 empty] | 227.2 | 183 | 1 | 30 | Floater | No | 0 | 9.142e-05 | 0 | 0 | 2260000000 | 2260000000 | 3693000000 | 3693000000 | 0 | 0 | 1739000000 | 2.152e-05 | 19200000000 | 0.65 | N/A | Yes | BEM | Hydrodynamics | (with | Morison | drag) | 0 | 0 | 0
[8 empty] | 228.1 | 183 | 1 | 30 | Floater | No | 0 | 9.142e-05 | 0 | 0 | 2260000000 | 2260000000 | 3693000000 | 3693000000 | 0 | 0 | 1739000000 | 2.152e-05 | 19200000000 | 0.65 | N/A | Yes | BEM | Hydrodynamics | (with | Morison | drag) | 0 | 0 | 0 | [9 empty] | 228 | 183 | 184 | 228 | 228 | 1c | 0 | 228 | 2.10E+11 | 8.08E+10 | 7850 | 1 | 0.03
[8 empty] | 228.2 | 184 | 1 | 30 | Floater | No | 0 | 9.142e-05 | 0 | 0 | 2260000000 | 2260000000 | 3693000000 | 3693000000 | 0 | 0 | 1739000000 | 2.152e-05 | 19200000000 | 0.65 | N/A | Yes | BEM | Hydrodynamics | (with | Morison | drag) | 0 | 0 | 0
[8 empty] | 229.1 | 184 | 1 | 30 | Floater | No | 0 | 9.142e-05 | 0 | 0 | 2260000000 | 2260000000 | 3693000000 | 3693000000 | 0 | 0 | 1739000000 | 2.152e-05 | 19200000000 | 0.65 | N/A | Yes | BEM | Hydrodynamics | (with | Morison | drag) | 0 | 0 | 0 | [9 empty] | 229 | 183 | 272 | 229 | 229 | 1c | 0 | 229 | 2.10E+11 | 8.08E+10 | 7850 | 1 | 0.03
[8 empty] | 229.2 | 272 | 1 | 30 | Floater | No | 0 | 9.142e-05 | 0 | 0 | 2260000000 | 2260000000 | 3693000000 | 3693000000 | 0 | 0 | 1739000000 | 2.152e-05 | 19200000000 | 0.65 | N/A | Yes | BEM | Hydrodynamics | (with | Morison | drag) | 0 | 0 | 0
[8 empty] | 230.1 | 276 | 1 | 30 | Floater | No | 0 | 9.142e-05 | 0 | 0 | 2260000000 | 2260000000 | 3693000000 | 3693000000 | 0 | 0 | 1739000000 | 2.152e-05 | 19200000000 | 0.65 | N/A | Yes | BEM | Hydrodynamics | (with | Morison | drag) | 0 | 0 | 0 | [9 empty] | 230 | 276 | 186 | 230 | 230 | 1c | 0 | 230 | 2.10E+11 | 8.08E+10 | 7850 | 1 | 0.03
[8 empty] | 230.2 | 185 | 1 | 30 | Floater | No | 0 | 9.142e-05 | 0 | 0 | 2260000000 | 2260000000 | 3693000000 | 3693000000 | 0 | 0 | 1739000000 | 2.152e-05 | 19200000000 | 0.65 | N/A | Yes | BEM | Hydrodynamics | (with | Morison | drag) | 0 | 0 | 0
[8 empty] | 231.1 | 185 | 1 | 30 | Floater | No | 0 | 9.142e-05 | 0 | 0 | 2260000000 | 2260000000 | 3693000000 | 3693000000 | 0 | 0 | 1739000000 | 2.152e-05 | 19200000000 | 0.65 | N/A | Yes | BEM | Hydrodynamics | (with | Morison | drag) | 0 | 0 | 0 | [9 empty] | 231 | 185 | 186 | 231 | 231 | 1c | 0 | 231 | 2.10E+11 | 8.08E+10 | 7850 | 1 | 0.03
[8 empty] | 231.2 | 186 | 1 | 30 | Floater | No | 0 | 9.142e-05 | 0 | 0 | 2260000000 | 2260000000 | 3693000000 | 3693000000 | 0 | 0 | 1739000000 | 2.152e-05 | 19200000000 | 0.65 | N/A | Yes | BEM | Hydrodynamics | (with | Morison | drag) | 0 | 0 | 0
[8 empty] | 232.1 | 186 | 1 | 30 | Floater | No | 0 | 9.142e-05 | 0 | 0 | 2260000000 | 2260000000 | 3693000000 | 3693000000 | 0 | 0 | 1739000000 | 2.152e-05 | 19200000000 | 0.65 | N/A | Yes | BEM | Hydrodynamics | (with | Morison | drag) | 0 | 0 | 0 | [9 empty] | 232 | 185 | 273 | 232 | 232 | 1c | 0 | 232 | 2.10E+11 | 8.08E+10 | 7850 | 1 | 0.03
[8 empty] | 232.2 | 273 | 1 | 30 | Floater | No | 0 | 9.142e-05 | 0 | 0 | 2260000000 | 2260000000 | 3693000000 | 3693000000 | 0 | 0 | 1739000000 | 2.152e-05 | 19200000000 | 0.65 | N/A | Yes | BEM | Hydrodynamics | (with | Morison | drag) | 0 | 0 | 0
[8 empty] | 233.1 | 63 | 0.8 | 15 | Floater | No | 0 | 3.699e-05 | 0 | 0 | 598600000 | 598600000 | 1494000000 | 1494000000 | 0 | 0 | 460600000 | 5.701e-06 | 7768000000 | 0.65 | N/A | Yes | BEM | Hydrodynamics | (with | Morison | drag) | 0 | 0 | 0 | [9 empty] | 233 | 63 | 187 | 233 | 233 | 1c | 0 | 233 | 2.10E+11 | 8.08E+10 | 7850 | 0.8 | 0.015
[8 empty] | 233.2 | 187 | 0.8 | 15 | Floater | No | 0 | 3.699e-05 | 0 | 0 | 598600000 | 598600000 | 1494000000 | 1494000000 | 0 | 0 | 460600000 | 5.701e-06 | 7768000000 | 0.65 | N/A | Yes | BEM | Hydrodynamics | (with | Morison | drag) | 0 | 0 | 0
[8 empty] | 234.1 | 187 | 0.8 | 15 | Floater | No | 0 | 3.699e-05 | 0 | 0 | 598600000 | 598600000 | 1494000000 | 1494000000 | 0 | 0 | 460600000 | 5.701e-06 | 7768000000 | 0.65 | N/A | Yes | BEM | Hydrodynamics | (with | Morison | drag) | 0 | 0 | 0 | [9 empty] | 234 | 187 | 188 | 234 | 234 | 1c | 0 | 234 | 2.10E+11 | 8.08E+10 | 7850 | 0.8 | 0.015
[8 empty] | 234.2 | 188 | 0.8 | 15 | Floater | No | 0 | 3.699e-05 | 0 | 0 | 598600000 | 598600000 | 1494000000 | 1494000000 | 0 | 0 | 460600000 | 5.701e-06 | 7768000000 | 0.65 | N/A | Yes | BEM | Hydrodynamics | (with | Morison | drag) | 0 | 0 | 0
[8 empty] | 235.1 | 188 | 0.8 | 15 | Floater | No | 0 | 3.699e-05 | 0 | 0 | 598600000 | 598600000 | 1494000000 | 1494000000 | 0 | 0 | 460600000 | 5.701e-06 | 7768000000 | 0.65 | N/A | Yes | BEM | Hydrodynamics | (with | Morison | drag) | 0 | 0 | 0 | [9 empty] | 235 | 188 | 126 | 235 | 235 | 1c | 0 | 235 | 2.10E+11 | 8.08E+10 | 7850 | 0.8 | 0.015
[8 empty] | 235.2 | 126 | 0.8 | 15 | Floater | No | 0 | 3.699e-05 | 0 | 0 | 598600000 | 598600000 | 1494000000 | 1494000000 | 0 | 0 | 460600000 | 5.701e-06 | 7768000000 | 0.65 | N/A | Yes | BEM | Hydrodynamics | (with | Morison | drag) | 0 | 0 | 0
[8 empty] | 236.1 | 71 | 0.8 | 15 | Floater | No | 0 | 3.699e-05 | 0 | 0 | 598600000 | 598600000 | 1494000000 | 1494000000 | 0 | 0 | 460600000 | 5.701e-06 | 7768000000 | 0.65 | N/A | Yes | BEM | Hydrodynamics | (with | Morison | drag) | 0 | 0 | 0 | [9 empty] | 236 | 71 | 189 | 236 | 236 | 1c | 0 | 236 | 2.10E+11 | 8.08E+10 | 7850 | 0.8 | 0.015
[8 empty] | 236.2 | 189 | 0.8 | 15 | Floater | No | 0 | 3.699e-05 | 0 | 0 | 598600000 | 598600000 | 1494000000 | 1494000000 | 0 | 0 | 460600000 | 5.701e-06 | 7768000000 | 0.65 | N/A | Yes | BEM | Hydrodynamics | (with | Morison | drag) | 0 | 0 | 0
[8 empty] | 237.1 | 189 | 0.8 | 15 | Floater | No | 0 | 3.699e-05 | 0 | 0 | 598600000 | 598600000 | 1494000000 | 1494000000 | 0 | 0 | 460600000 | 5.701e-06 | 7768000000 | 0.65 | N/A | Yes | BEM | Hydrodynamics | (with | Morison | drag) | 0 | 0 | 0 | [9 empty] | 237 | 189 | 190 | 237 | 237 | 1c | 0 | 237 | 2.10E+11 | 8.08E+10 | 7850 | 0.8 | 0.015
[8 empty] | 237.2 | 190 | 0.8 | 15 | Floater | No | 0 | 3.699e-05 | 0 | 0 | 598600000 | 598600000 | 1494000000 | 1494000000 | 0 | 0 | 460600000 | 5.701e-06 | 7768000000 | 0.65 | N/A | Yes | BEM | Hydrodynamics | (with | Morison | drag) | 0 | 0 | 0
[8 empty] | 238.1 | 190 | 0.8 | 15 | Floater | No | 0 | 3.699e-05 | 0 | 0 | 598600000 | 598600000 | 1494000000 | 1494000000 | 0 | 0 | 460600000 | 5.701e-06 | 7768000000 | 0.65 | N/A | Yes | BEM | Hydrodynamics | (with | Morison | drag) | 0 | 0 | 0 | [9 empty] | 238 | 190 | 128 | 238 | 238 | 1c | 0 | 238 | 2.10E+11 | 8.08E+10 | 7850 | 0.8 | 0.015
[8 empty] | 238.2 | 128 | 0.8 | 15 | Floater | No | 0 | 3.699e-05 | 0 | 0 | 598600000 | 598600000 | 1494000000 | 1494000000 | 0 | 0 | 460600000 | 5.701e-06 | 7768000000 | 0.65 | N/A | Yes | BEM | Hydrodynamics | (with | Morison | drag) | 0 | 0 | 0
[8 empty] | 239.1 | 76 | 0.8 | 15 | Floater | No | 0 | 3.699e-05 | 0 | 0 | 598600000 | 598600000 | 1494000000 | 1494000000 | 0 | 0 | 460600000 | 5.701e-06 | 7768000000 | 0.65 | N/A | Yes | BEM | Hydrodynamics | (with | Morison | drag) | 0 | 0 | 0 | [9 empty] | 239 | 76 | 191 | 239 | 239 | 1c | 0 | 239 | 2.10E+11 | 8.08E+10 | 7850 | 0.8 | 0.015
[8 empty] | 239.2 | 191 | 0.8 | 15 | Floater | No | 0 | 3.699e-05 | 0 | 0 | 598600000 | 598600000 | 1494000000 | 1494000000 | 0 | 0 | 460600000 | 5.701e-06 | 7768000000 | 0.65 | N/A | Yes | BEM | Hydrodynamics | (with | Morison | drag) | 0 | 0 | 0
[8 empty] | 240.1 | 191 | 0.8 | 15 | Floater | No | 0 | 3.699e-05 | 0 | 0 | 598600000 | 598600000 | 1494000000 | 1494000000 | 0 | 0 | 460600000 | 5.701e-06 | 7768000000 | 0.65 | N/A | Yes | BEM | Hydrodynamics | (with | Morison | drag) | 0 | 0 | 0 | [9 empty] | 240 | 191 | 192 | 240 | 240 | 1c | 0 | 240 | 2.10E+11 | 8.08E+10 | 7850 | 0.8 | 0.015
[8 empty] | 240.2 | 192 | 0.8 | 15 | Floater | No | 0 | 3.699e-05 | 0 | 0 | 598600000 | 598600000 | 1494000000 | 1494000000 | 0 | 0 | 460600000 | 5.701e-06 | 7768000000 | 0.65 | N/A | Yes | BEM | Hydrodynamics | (with | Morison | drag) | 0 | 0 | 0
[8 empty] | 241.1 | 192 | 0.8 | 15 | Floater | No | 0 | 3.699e-05 | 0 | 0 | 598600000 | 598600000 | 1494000000 | 1494000000 | 0 | 0 | 460600000 | 5.701e-06 | 7768000000 | 0.65 | N/A | Yes | BEM | Hydrodynamics | (with | Morison | drag) | 0 | 0 | 0 | [9 empty] | 241 | 192 | 139 | 241 | 241 | 1c | 0 | 241 | 2.10E+11 | 8.08E+10 | 7850 | 0.8 | 0.015
[8 empty] | 241.2 | 139 | 0.8 | 15 | Floater | No | 0 | 3.699e-05 | 0 | 0 | 598600000 | 598600000 | 1494000000 | 1494000000 | 0 | 0 | 460600000 | 5.701e-06 | 7768000000 | 0.65 | N/A | Yes | BEM | Hydrodynamics | (with | Morison | drag) | 0 | 0 | 0
[8 empty] | 242.1 | 84 | 0.8 | 15 | Floater | No | 0 | 3.699e-05 | 0 | 0 | 598600000 | 598600000 | 1494000000 | 1494000000 | 0 | 0 | 460600000 | 5.701e-06 | 7768000000 | 0.65 | N/A | Yes | BEM | Hydrodynamics | (with | Morison | drag) | 0 | 0 | 0 | [9 empty] | 242 | 84 | 193 | 242 | 242 | 1c | 0 | 242 | 2.10E+11 | 8.08E+10 | 7850 | 0.8 | 0.015
[8 empty] | 242.2 | 193 | 0.8 | 15 | Floater | No | 0 | 3.699e-05 | 0 | 0 | 598600000 | 598600000 | 1494000000 | 1494000000 | 0 | 0 | 460600000 | 5.701e-06 | 7768000000 | 0.65 | N/A | Yes | BEM | Hydrodynamics | (with | Morison | drag) | 0 | 0 | 0
[8 empty] | 243.1 | 193 | 0.8 | 15 | Floater | No | 0 | 3.699e-05 | 0 | 0 | 598600000 | 598600000 | 1494000000 | 1494000000 | 0 | 0 | 460600000 | 5.701e-06 | 7768000000 | 0.65 | N/A | Yes | BEM | Hydrodynamics | (with | Morison | drag) | 0 | 0 | 0 | [9 empty] | 243 | 193 | 194 | 243 | 243 | 1c | 0 | 243 | 2.10E+11 | 8.08E+10 | 7850 | 0.8 | 0.015
[8 empty] | 243.2 | 194 | 0.8 | 15 | Floater | No | 0 | 3.699e-05 | 0 | 0 | 598600000 | 598600000 | 1494000000 | 1494000000 | 0 | 0 | 460600000 | 5.701e-06 | 7768000000 | 0.65 | N/A | Yes | BEM | Hydrodynamics | (with | Morison | drag) | 0 | 0 | 0
[8 empty] | 244.1 | 194 | 0.8 | 15 | Floater | No | 0 | 3.699e-05 | 0 | 0 | 598600000 | 598600000 | 1494000000 | 1494000000 | 0 | 0 | 460600000 | 5.701e-06 | 7768000000 | 0.65 | N/A | Yes | BEM | Hydrodynamics | (with | Morison | drag) | 0 | 0 | 0 | [9 empty] | 244 | 194 | 141 | 244 | 244 | 1c | 0 | 244 | 2.10E+11 | 8.08E+10 | 7850 | 0.8 | 0.015
[8 empty] | 244.2 | 141 | 0.8 | 15 | Floater | No | 0 | 3.699e-05 | 0 | 0 | 598600000 | 598600000 | 1494000000 | 1494000000 | 0 | 0 | 460600000 | 5.701e-06 | 7768000000 | 0.65 | N/A | Yes | BEM | Hydrodynamics | (with | Morison | drag) | 0 | 0 | 0
[8 empty] | 245.1 | 89 | 0.8 | 15 | Floater | No | 0 | 3.699e-05 | 0 | 0 | 598600000 | 598600000 | 1494000000 | 1494000000 | 0 | 0 | 460600000 | 5.701e-06 | 7768000000 | 0.65 | N/A | Yes | BEM | Hydrodynamics | (with | Morison | drag) | 0 | 0 | 0 | [9 empty] | 245 | 89 | 195 | 245 | 245 | 1c | 0 | 245 | 2.10E+11 | 8.08E+10 | 7850 | 0.8 | 0.015
[8 empty] | 245.2 | 195 | 0.8 | 15 | Floater | No | 0 | 3.699e-05 | 0 | 0 | 598600000 | 598600000 | 1494000000 | 1494000000 | 0 | 0 | 460600000 | 5.701e-06 | 7768000000 | 0.65 | N/A | Yes | BEM | Hydrodynamics | (with | Morison | drag) | 0 | 0 | 0
[8 empty] | 246.1 | 195 | 0.8 | 15 | Floater | No | 0 | 3.699e-05 | 0 | 0 | 598600000 | 598600000 | 1494000000 | 1494000000 | 0 | 0 | 460600000 | 5.701e-06 | 7768000000 | 0.65 | N/A | Yes | BEM | Hydrodynamics | (with | Morison | drag) | 0 | 0 | 0 | [9 empty] | 246 | 195 | 196 | 246 | 246 | 1c | 0 | 246 | 2.10E+11 | 8.08E+10 | 7850 | 0.8 | 0.015
[8 empty] | 246.2 | 196 | 0.8 | 15 | Floater | No | 0 | 3.699e-05 | 0 | 0 | 598600000 | 598600000 | 1494000000 | 1494000000 | 0 | 0 | 460600000 | 5.701e-06 | 7768000000 | 0.65 | N/A | Yes | BEM | Hydrodynamics | (with | Morison | drag) | 0 | 0 | 0
[8 empty] | 247.1 | 196 | 0.8 | 15 | Floater | No | 0 | 3.699e-05 | 0 | 0 | 598600000 | 598600000 | 1494000000 | 1494000000 | 0 | 0 | 460600000 | 5.701e-06 | 7768000000 | 0.65 | N/A | Yes | BEM | Hydrodynamics | (with | Morison | drag) | 0 | 0 | 0 | [9 empty] | 247 | 196 | 152 | 247 | 247 | 1c | 0 | 247 | 2.10E+11 | 8.08E+10 | 7850 | 0.8 | 0.015
[8 empty] | 247.2 | 152 | 0.8 | 15 | Floater | No | 0 | 3.699e-05 | 0 | 0 | 598600000 | 598600000 | 1494000000 | 1494000000 | 0 | 0 | 460600000 | 5.701e-06 | 7768000000 | 0.65 | N/A | Yes | BEM | Hydrodynamics | (with | Morison | drag) | 0 | 0 | 0
[8 empty] | 248.1 | 97 | 0.8 | 15 | Floater | No | 0 | 3.699e-05 | 0 | 0 | 598600000 | 598600000 | 1494000000 | 1494000000 | 0 | 0 | 460600000 | 5.701e-06 | 7768000000 | 0.65 | N/A | Yes | BEM | Hydrodynamics | (with | Morison | drag) | 0 | 0 | 0 | [9 empty] | 248 | 97 | 197 | 248 | 248 | 1c | 0 | 248 | 2.10E+11 | 8.08E+10 | 7850 | 0.8 | 0.015
[8 empty] | 248.2 | 197 | 0.8 | 15 | Floater | No | 0 | 3.699e-05 | 0 | 0 | 598600000 | 598600000 | 1494000000 | 1494000000 | 0 | 0 | 460600000 | 5.701e-06 | 7768000000 | 0.65 | N/A | Yes | BEM | Hydrodynamics | (with | Morison | drag) | 0 | 0 | 0
[8 empty] | 249.1 | 197 | 0.8 | 15 | Floater | No | 0 | 3.699e-05 | 0 | 0 | 598600000 | 598600000 | 1494000000 | 1494000000 | 0 | 0 | 460600000 | 5.701e-06 | 7768000000 | 0.65 | N/A | Yes | BEM | Hydrodynamics | (with | Morison | drag) | 0 | 0 | 0 | [9 empty] | 249 | 197 | 198 | 249 | 249 | 1c | 0 | 249 | 2.10E+11 | 8.08E+10 | 7850 | 0.8 | 0.015
[8 empty] | 249.2 | 198 | 0.8 | 15 | Floater | No | 0 | 3.699e-05 | 0 | 0 | 598600000 | 598600000 | 1494000000 | 1494000000 | 0 | 0 | 460600000 | 5.701e-06 | 7768000000 | 0.65 | N/A | Yes | BEM | Hydrodynamics | (with | Morison | drag) | 0 | 0 | 0
[8 empty] | 250.1 | 198 | 0.8 | 15 | Floater | No | 0 | 3.699e-05 | 0 | 0 | 598600000 | 598600000 | 1494000000 | 1494000000 | 0 | 0 | 460600000 | 5.701e-06 | 7768000000 | 0.65 | N/A | Yes | BEM | Hydrodynamics | (with | Morison | drag) | 0 | 0 | 0 | [9 empty] | 250 | 198 | 154 | 250 | 250 | 1c | 0 | 250 | 2.10E+11 | 8.08E+10 | 7850 | 0.8 | 0.015
[8 empty] | 250.2 | 154 | 0.8 | 15 | Floater | No | 0 | 3.699e-05 | 0 | 0 | 598600000 | 598600000 | 1494000000 | 1494000000 | 0 | 0 | 460600000 | 5.701e-06 | 7768000000 | 0.65 | N/A | Yes | BEM | Hydrodynamics | (with | Morison | drag) | 0 | 0 | 0
[8 empty] | 251.1 | 62 | 0.5 | 10 | Floater | No | 0 | 1.539e-05 | 0 | 0 | 97060000 | 97060000 | 621900000 | 621900000 | 0 | 0 | 74690000 | 9.244e-07 | 3233000000 | 0.65 | N/A | Yes | BEM | Hydrodynamics | (with | Morison | drag) | 0 | 0 | 0 | [9 empty] | 251 | 62 | 199 | 251 | 251 | 1c | 0 | 251 | 2.10E+11 | 8.08E+10 | 7850 | 0.5 | 0.01
[8 empty] | 251.2 | 199 | 0.5 | 10 | Floater | No | 0 | 1.539e-05 | 0 | 0 | 97060000 | 97060000 | 621900000 | 621900000 | 0 | 0 | 74690000 | 9.244e-07 | 3233000000 | 0.65 | N/A | Yes | BEM | Hydrodynamics | (with | Morison | drag) | 0 | 0 | 0
[8 empty] | 252.1 | 199 | 0.5 | 10 | Floater | No | 0 | 1.539e-05 | 0 | 0 | 97060000 | 97060000 | 621900000 | 621900000 | 0 | 0 | 74690000 | 9.244e-07 | 3233000000 | 0.65 | N/A | Yes | BEM | Hydrodynamics | (with | Morison | drag) | 0 | 0 | 0 | [9 empty] | 252 | 199 | 200 | 252 | 252 | 1c | 0 | 252 | 2.10E+11 | 8.08E+10 | 7850 | 0.5 | 0.01
[8 empty] | 252.2 | 200 | 0.5 | 10 | Floater | No | 0 | 1.539e-05 | 0 | 0 | 97060000 | 97060000 | 621900000 | 621900000 | 0 | 0 | 74690000 | 9.244e-07 | 3233000000 | 0.65 | N/A | Yes | BEM | Hydrodynamics | (with | Morison | drag) | 0 | 0 | 0
[8 empty] | 253.1 | 200 | 0.5 | 10 | Floater | No | 0 | 1.539e-05 | 0 | 0 | 97060000 | 97060000 | 621900000 | 621900000 | 0 | 0 | 74690000 | 9.244e-07 | 3233000000 | 0.65 | N/A | Yes | BEM | Hydrodynamics | (with | Morison | drag) | 0 | 0 | 0 | [9 empty] | 253 | 200 | 122 | 253 | 253 | 1c | 0 | 253 | 2.10E+11 | 8.08E+10 | 7850 | 0.5 | 0.01
[8 empty] | 253.2 | 122 | 0.5 | 10 | Floater | No | 0 | 1.539e-05 | 0 | 0 | 97060000 | 97060000 | 621900000 | 621900000 | 0 | 0 | 74690000 | 9.244e-07 | 3233000000 | 0.65 | N/A | Yes | BEM | Hydrodynamics | (with | Morison | drag) | 0 | 0 | 0
[8 empty] | 254.1 | 67 | 0.5 | 10 | Floater | No | 0 | 1.539e-05 | 0 | 0 | 97060000 | 97060000 | 621900000 | 621900000 | 0 | 0 | 74690000 | 9.244e-07 | 3233000000 | 0.65 | N/A | Yes | BEM | Hydrodynamics | (with | Morison | drag) | 0 | 0 | 0 | [9 empty] | 254 | 67 | 201 | 254 | 254 | 1c | 0 | 254 | 2.10E+11 | 8.08E+10 | 7850 | 0.5 | 0.01
[8 empty] | 254.2 | 201 | 0.5 | 10 | Floater | No | 0 | 1.539e-05 | 0 | 0 | 97060000 | 97060000 | 621900000 | 621900000 | 0 | 0 | 74690000 | 9.244e-07 | 3233000000 | 0.65 | N/A | Yes | BEM | Hydrodynamics | (with | Morison | drag) | 0 | 0 | 0
[8 empty] | 255.1 | 201 | 0.5 | 10 | Floater | No | 0 | 1.539e-05 | 0 | 0 | 97060000 | 97060000 | 621900000 | 621900000 | 0 | 0 | 74690000 | 9.244e-07 | 3233000000 | 0.65 | N/A | Yes | BEM | Hydrodynamics | (with | Morison | drag) | 0 | 0 | 0 | [9 empty] | 255 | 201 | 202 | 255 | 255 | 1c | 0 | 255 | 2.10E+11 | 8.08E+10 | 7850 | 0.5 | 0.01
[8 empty] | 255.2 | 202 | 0.5 | 10 | Floater | No | 0 | 1.539e-05 | 0 | 0 | 97060000 | 97060000 | 621900000 | 621900000 | 0 | 0 | 74690000 | 9.244e-07 | 3233000000 | 0.65 | N/A | Yes | BEM | Hydrodynamics | (with | Morison | drag) | 0 | 0 | 0
[8 empty] | 256.1 | 202 | 0.5 | 10 | Floater | No | 0 | 1.539e-05 | 0 | 0 | 97060000 | 97060000 | 621900000 | 621900000 | 0 | 0 | 74690000 | 9.244e-07 | 3233000000 | 0.65 | N/A | Yes | BEM | Hydrodynamics | (with | Morison | drag) | 0 | 0 | 0 | [9 empty] | 256 | 202 | 127 | 256 | 256 | 1c | 0 | 256 | 2.10E+11 | 8.08E+10 | 7850 | 0.5 | 0.01
[8 empty] | 256.2 | 127 | 0.5 | 10 | Floater | No | 0 | 1.539e-05 | 0 | 0 | 97060000 | 97060000 | 621900000 | 621900000 | 0 | 0 | 74690000 | 9.244e-07 | 3233000000 | 0.65 | N/A | Yes | BEM | Hydrodynamics | (with | Morison | drag) | 0 | 0 | 0
[8 empty] | 257.1 | 72 | 0.5 | 10 | Floater | No | 0 | 1.539e-05 | 0 | 0 | 97060000 | 97060000 | 621900000 | 621900000 | 0 | 0 | 74690000 | 9.244e-07 | 3233000000 | 0.65 | N/A | Yes | BEM | Hydrodynamics | (with | Morison | drag) | 0 | 0 | 0 | [9 empty] | 257 | 72 | 203 | 257 | 257 | 1c | 0 | 257 | 2.10E+11 | 8.08E+10 | 7850 | 0.5 | 0.01
[8 empty] | 257.2 | 203 | 0.5 | 10 | Floater | No | 0 | 1.539e-05 | 0 | 0 | 97060000 | 97060000 | 621900000 | 621900000 | 0 | 0 | 74690000 | 9.244e-07 | 3233000000 | 0.65 | N/A | Yes | BEM | Hydrodynamics | (with | Morison | drag) | 0 | 0 | 0
[8 empty] | 258.1 | 203 | 0.5 | 10 | Floater | No | 0 | 1.539e-05 | 0 | 0 | 97060000 | 97060000 | 621900000 | 621900000 | 0 | 0 | 74690000 | 9.244e-07 | 3233000000 | 0.65 | N/A | Yes | BEM | Hydrodynamics | (with | Morison | drag) | 0 | 0 | 0 | [9 empty] | 258 | 203 | 204 | 258 | 258 | 1c | 0 | 258 | 2.10E+11 | 8.08E+10 | 7850 | 0.5 | 0.01
[8 empty] | 258.2 | 204 | 0.5 | 10 | Floater | No | 0 | 1.539e-05 | 0 | 0 | 97060000 | 97060000 | 621900000 | 621900000 | 0 | 0 | 74690000 | 9.244e-07 | 3233000000 | 0.65 | N/A | Yes | BEM | Hydrodynamics | (with | Morison | drag) | 0 | 0 | 0
[8 empty] | 259.1 | 204 | 0.5 | 15 | Floater | No | 0 | 2.286e-05 | 0 | 0 | 141300000 | 141300000 | 923300000 | 923300000 | 0 | 0 | 108700000 | 1.345e-06 | 4800000000 | 0.65 | N/A | Yes | BEM | Hydrodynamics | (with | Morison | drag) | 0 | 0 | 0 | [9 empty] | 259 | 204 | 132 | 259 | 259 | 1c | 0 | 259 | 2.10E+11 | 8.08E+10 | 7850 | 0.5 | 0.015
[8 empty] | 259.2 | 132 | 0.5 | 15 | Floater | No | 0 | 2.286e-05 | 0 | 0 | 141300000 | 141300000 | 923300000 | 923300000 | 0 | 0 | 108700000 | 1.345e-06 | 4800000000 | 0.65 | N/A | Yes | BEM | Hydrodynamics | (with | Morison | drag) | 0 | 0 | 0
[8 empty] | 260.1 | 75 | 0.5 | 10 | Floater | No | 0 | 1.539e-05 | 0 | 0 | 97060000 | 97060000 | 621900000 | 621900000 | 0 | 0 | 74690000 | 9.244e-07 | 3233000000 | 0.65 | N/A | Yes | BEM | Hydrodynamics | (with | Morison | drag) | 0 | 0 | 0 | [9 empty] | 260 | 75 | 205 | 260 | 260 | 1c | 0 | 260 | 2.10E+11 | 8.08E+10 | 7850 | 0.5 | 0.01
[8 empty] | 260.2 | 205 | 0.5 | 10 | Floater | No | 0 | 1.539e-05 | 0 | 0 | 97060000 | 97060000 | 621900000 | 621900000 | 0 | 0 | 74690000 | 9.244e-07 | 3233000000 | 0.65 | N/A | Yes | BEM | Hydrodynamics | (with | Morison | drag) | 0 | 0 | 0
[8 empty] | 261.1 | 205 | 0.5 | 10 | Floater | No | 0 | 1.539e-05 | 0 | 0 | 97060000 | 97060000 | 621900000 | 621900000 | 0 | 0 | 74690000 | 9.244e-07 | 3233000000 | 0.65 | N/A | Yes | BEM | Hydrodynamics | (with | Morison | drag) | 0 | 0 | 0 | [9 empty] | 261 | 205 | 206 | 261 | 261 | 1c | 0 | 261 | 2.10E+11 | 8.08E+10 | 7850 | 0.5 | 0.01
[8 empty] | 261.2 | 206 | 0.5 | 10 | Floater | No | 0 | 1.539e-05 | 0 | 0 | 97060000 | 97060000 | 621900000 | 621900000 | 0 | 0 | 74690000 | 9.244e-07 | 3233000000 | 0.65 | N/A | Yes | BEM | Hydrodynamics | (with | Morison | drag) | 0 | 0 | 0
[8 empty] | 262.1 | 206 | 0.5 | 10 | Floater | No | 0 | 1.539e-05 | 0 | 0 | 97060000 | 97060000 | 621900000 | 621900000 | 0 | 0 | 74690000 | 9.244e-07 | 3233000000 | 0.65 | N/A | Yes | BEM | Hydrodynamics | (with | Morison | drag) | 0 | 0 | 0 | [9 empty] | 262 | 206 | 135 | 262 | 262 | 1c | 0 | 262 | 2.10E+11 | 8.08E+10 | 7850 | 0.5 | 0.01
[8 empty] | 262.2 | 135 | 0.5 | 10 | Floater | No | 0 | 1.539e-05 | 0 | 0 | 97060000 | 97060000 | 621900000 | 621900000 | 0 | 0 | 74690000 | 9.244e-07 | 3233000000 | 0.65 | N/A | Yes | BEM | Hydrodynamics | (with | Morison | drag) | 0 | 0 | 0
[8 empty] | 263.1 | 80 | 0.5 | 10 | Floater | No | 0 | 1.539e-05 | 0 | 0 | 97060000 | 97060000 | 621900000 | 621900000 | 0 | 0 | 74690000 | 9.244e-07 | 3233000000 | 0.65 | N/A | Yes | BEM | Hydrodynamics | (with | Morison | drag) | 0 | 0 | 0 | [9 empty] | 263 | 80 | 207 | 263 | 263 | 1c | 0 | 263 | 2.10E+11 | 8.08E+10 | 7850 | 0.5 | 0.01
[8 empty] | 263.2 | 207 | 0.5 | 10 | Floater | No | 0 | 1.539e-05 | 0 | 0 | 97060000 | 97060000 | 621900000 | 621900000 | 0 | 0 | 74690000 | 9.244e-07 | 3233000000 | 0.65 | N/A | Yes | BEM | Hydrodynamics | (with | Morison | drag) | 0 | 0 | 0
[8 empty] | 264.1 | 207 | 0.5 | 10 | Floater | No | 0 | 1.539e-05 | 0 | 0 | 97060000 | 97060000 | 621900000 | 621900000 | 0 | 0 | 74690000 | 9.244e-07 | 3233000000 | 0.65 | N/A | Yes | BEM | Hydrodynamics | (with | Morison | drag) | 0 | 0 | 0 | [9 empty] | 264 | 207 | 208 | 264 | 264 | 1c | 0 | 264 | 2.10E+11 | 8.08E+10 | 7850 | 0.5 | 0.01
[8 empty] | 264.2 | 208 | 0.5 | 10 | Floater | No | 0 | 1.539e-05 | 0 | 0 | 97060000 | 97060000 | 621900000 | 621900000 | 0 | 0 | 74690000 | 9.244e-07 | 3233000000 | 0.65 | N/A | Yes | BEM | Hydrodynamics | (with | Morison | drag) | 0 | 0 | 0
[8 empty] | 265.1 | 208 | 0.5 | 10 | Floater | No | 0 | 1.539e-05 | 0 | 0 | 97060000 | 97060000 | 621900000 | 621900000 | 0 | 0 | 74690000 | 9.244e-07 | 3233000000 | 0.65 | N/A | Yes | BEM | Hydrodynamics | (with | Morison | drag) | 0 | 0 | 0 | [9 empty] | 265 | 208 | 140 | 265 | 265 | 1c | 0 | 265 | 2.10E+11 | 8.08E+10 | 7850 | 0.5 | 0.01
[8 empty] | 265.2 | 140 | 0.5 | 10 | Floater | No | 0 | 1.539e-05 | 0 | 0 | 97060000 | 97060000 | 621900000 | 621900000 | 0 | 0 | 74690000 | 9.244e-07 | 3233000000 | 0.65 | N/A | Yes | BEM | Hydrodynamics | (with | Morison | drag) | 0 | 0 | 0
[8 empty] | 266.1 | 85 | 0.5 | 10 | Floater | No | 0 | 1.539e-05 | 0 | 0 | 97060000 | 97060000 | 621900000 | 621900000 | 0 | 0 | 74690000 | 9.244e-07 | 3233000000 | 0.65 | N/A | Yes | BEM | Hydrodynamics | (with | Morison | drag) | 0 | 0 | 0 | [9 empty] | 266 | 85 | 209 | 266 | 266 | 1c | 0 | 266 | 2.10E+11 | 8.08E+10 | 7850 | 0.5 | 0.01
[8 empty] | 266.2 | 209 | 0.5 | 10 | Floater | No | 0 | 1.539e-05 | 0 | 0 | 97060000 | 97060000 | 621900000 | 621900000 | 0 | 0 | 74690000 | 9.244e-07 | 3233000000 | 0.65 | N/A | Yes | BEM | Hydrodynamics | (with | Morison | drag) | 0 | 0 | 0
[8 empty] | 267.1 | 209 | 0.5 | 10 | Floater | No | 0 | 1.539e-05 | 0 | 0 | 97060000 | 97060000 | 621900000 | 621900000 | 0 | 0 | 74690000 | 9.244e-07 | 3233000000 | 0.65 | N/A | Yes | BEM | Hydrodynamics | (with | Morison | drag) | 0 | 0 | 0 | [9 empty] | 267 | 209 | 210 | 267 | 267 | 1c | 0 | 267 | 2.10E+11 | 8.08E+10 | 7850 | 0.5 | 0.01
[8 empty] | 267.2 | 210 | 0.5 | 10 | Floater | No | 0 | 1.539e-05 | 0 | 0 | 97060000 | 97060000 | 621900000 | 621900000 | 0 | 0 | 74690000 | 9.244e-07 | 3233000000 | 0.65 | N/A | Yes | BEM | Hydrodynamics | (with | Morison | drag) | 0 | 0 | 0
[8 empty] | 268.1 | 210 | 0.5 | 10 | Floater | No | 0 | 1.539e-05 | 0 | 0 | 97060000 | 97060000 | 621900000 | 621900000 | 0 | 0 | 74690000 | 9.244e-07 | 3233000000 | 0.65 | N/A | Yes | BEM | Hydrodynamics | (with | Morison | drag) | 0 | 0 | 0 | [9 empty] | 268 | 210 | 145 | 268 | 268 | 1c | 0 | 268 | 2.10E+11 | 8.08E+10 | 7850 | 0.5 | 0.01
[8 empty] | 268.2 | 145 | 0.5 | 10 | Floater | No | 0 | 1.539e-05 | 0 | 0 | 97060000 | 97060000 | 621900000 | 621900000 | 0 | 0 | 74690000 | 9.244e-07 | 3233000000 | 0.65 | N/A | Yes | BEM | Hydrodynamics | (with | Morison | drag) | 0 | 0 | 0
[8 empty] | 269.1 | 88 | 0.5 | 10 | Floater | No | 0 | 1.539e-05 | 0 | 0 | 97060000 | 97060000 | 621900000 | 621900000 | 0 | 0 | 74690000 | 9.244e-07 | 3233000000 | 0.65 | N/A | Yes | BEM | Hydrodynamics | (with | Morison | drag) | 0 | 0 | 0 | [9 empty] | 269 | 88 | 211 | 269 | 269 | 1c | 0 | 269 | 2.10E+11 | 8.08E+10 | 7850 | 0.5 | 0.01
[8 empty] | 269.2 | 211 | 0.5 | 10 | Floater | No | 0 | 1.539e-05 | 0 | 0 | 97060000 | 97060000 | 621900000 | 621900000 | 0 | 0 | 74690000 | 9.244e-07 | 3233000000 | 0.65 | N/A | Yes | BEM | Hydrodynamics | (with | Morison | drag) | 0 | 0 | 0
[8 empty] | 270.1 | 211 | 0.5 | 10 | Floater | No | 0 | 1.539e-05 | 0 | 0 | 97060000 | 97060000 | 621900000 | 621900000 | 0 | 0 | 74690000 | 9.244e-07 | 3233000000 | 0.65 | N/A | Yes | BEM | Hydrodynamics | (with | Morison | drag) | 0 | 0 | 0 | [9 empty] | 270 | 211 | 212 | 270 | 270 | 1c | 0 | 270 | 2.10E+11 | 8.08E+10 | 7850 | 0.5 | 0.01
[8 empty] | 270.2 | 212 | 0.5 | 10 | Floater | No | 0 | 1.539e-05 | 0 | 0 | 97060000 | 97060000 | 621900000 | 621900000 | 0 | 0 | 74690000 | 9.244e-07 | 3233000000 | 0.65 | N/A | Yes | BEM | Hydrodynamics | (with | Morison | drag) | 0 | 0 | 0
[8 empty] | 271.1 | 212 | 0.5 | 10 | Floater | No | 0 | 1.539e-05 | 0 | 0 | 97060000 | 97060000 | 621900000 | 621900000 | 0 | 0 | 74690000 | 9.244e-07 | 3233000000 | 0.65 | N/A | Yes | BEM | Hydrodynamics | (with | Morison | drag) | 0 | 0 | 0 | [9 empty] | 271 | 212 | 148 | 271 | 271 | 1c | 0 | 271 | 2.10E+11 | 8.08E+10 | 7850 | 0.5 | 0.01
[8 empty] | 271.2 | 148 | 0.5 | 10 | Floater | No | 0 | 1.539e-05 | 0 | 0 | 97060000 | 97060000 | 621900000 | 621900000 | 0 | 0 | 74690000 | 9.244e-07 | 3233000000 | 0.65 | N/A | Yes | BEM | Hydrodynamics | (with | Morison | drag) | 0 | 0 | 0
[8 empty] | 272.1 | 93 | 0.5 | 10 | Floater | No | 0 | 1.539e-05 | 0 | 0 | 97060000 | 97060000 | 621900000 | 621900000 | 0 | 0 | 74690000 | 9.244e-07 | 3233000000 | 0.65 | N/A | Yes | BEM | Hydrodynamics | (with | Morison | drag) | 0 | 0 | 0 | [9 empty] | 272 | 93 | 213 | 272 | 272 | 1c | 0 | 272 | 2.10E+11 | 8.08E+10 | 7850 | 0.5 | 0.01
[8 empty] | 272.2 | 213 | 0.5 | 10 | Floater | No | 0 | 1.539e-05 | 0 | 0 | 97060000 | 97060000 | 621900000 | 621900000 | 0 | 0 | 74690000 | 9.244e-07 | 3233000000 | 0.65 | N/A | Yes | BEM | Hydrodynamics | (with | Morison | drag) | 0 | 0 | 0
[8 empty] | 273.1 | 213 | 0.5 | 10 | Floater | No | 0 | 1.539e-05 | 0 | 0 | 97060000 | 97060000 | 621900000 | 621900000 | 0 | 0 | 74690000 | 9.244e-07 | 3233000000 | 0.65 | N/A | Yes | BEM | Hydrodynamics | (with | Morison | drag) | 0 | 0 | 0 | [9 empty] | 273 | 213 | 214 | 273 | 273 | 1c | 0 | 273 | 2.10E+11 | 8.08E+10 | 7850 | 0.5 | 0.01
[8 empty] | 273.2 | 214 | 0.5 | 10 | Floater | No | 0 | 1.539e-05 | 0 | 0 | 97060000 | 97060000 | 621900000 | 621900000 | 0 | 0 | 74690000 | 9.244e-07 | 3233000000 | 0.65 | N/A | Yes | BEM | Hydrodynamics | (with | Morison | drag) | 0 | 0 | 0
[8 empty] | 274.1 | 214 | 0.5 | 10 | Floater | No | 0 | 1.539e-05 | 0 | 0 | 97060000 | 97060000 | 621900000 | 621900000 | 0 | 0 | 74690000 | 9.244e-07 | 3233000000 | 0.65 | N/A | Yes | BEM | Hydrodynamics | (with | Morison | drag) | 0 | 0 | 0 | [9 empty] | 274 | 214 | 153 | 274 | 274 | 1c | 0 | 274 | 2.10E+11 | 8.08E+10 | 7850 | 0.5 | 0.01
[8 empty] | 274.2 | 153 | 0.5 | 10 | Floater | No | 0 | 1.539e-05 | 0 | 0 | 97060000 | 97060000 | 621900000 | 621900000 | 0 | 0 | 74690000 | 9.244e-07 | 3233000000 | 0.65 | N/A | Yes | BEM | Hydrodynamics | (with | Morison | drag) | 0 | 0 | 0
[8 empty] | 275.1 | 98 | 0.5 | 10 | Floater | No | 0 | 1.539e-05 | 0 | 0 | 97060000 | 97060000 | 621900000 | 621900000 | 0 | 0 | 74690000 | 9.244e-07 | 3233000000 | 0.65 | N/A | Yes | BEM | Hydrodynamics | (with | Morison | drag) | 0 | 0 | 0 | [9 empty] | 275 | 98 | 215 | 275 | 275 | 1c | 0 | 275 | 2.10E+11 | 8.08E+10 | 7850 | 0.5 | 0.01
[8 empty] | 275.2 | 215 | 0.5 | 10 | Floater | No | 0 | 1.539e-05 | 0 | 0 | 97060000 | 97060000 | 621900000 | 621900000 | 0 | 0 | 74690000 | 9.244e-07 | 3233000000 | 0.65 | N/A | Yes | BEM | Hydrodynamics | (with | Morison | drag) | 0 | 0 | 0
[8 empty] | 276.1 | 215 | 0.5 | 10 | Floater | No | 0 | 1.539e-05 | 0 | 0 | 97060000 | 97060000 | 621900000 | 621900000 | 0 | 0 | 74690000 | 9.244e-07 | 3233000000 | 0.65 | N/A | Yes | BEM | Hydrodynamics | (with | Morison | drag) | 0 | 0 | 0 | [9 empty] | 276 | 215 | 216 | 276 | 276 | 1c | 0 | 276 | 2.10E+11 | 8.08E+10 | 7850 | 0.5 | 0.01
[8 empty] | 276.2 | 216 | 0.5 | 10 | Floater | No | 0 | 1.539e-05 | 0 | 0 | 97060000 | 97060000 | 621900000 | 621900000 | 0 | 0 | 74690000 | 9.244e-07 | 3233000000 | 0.65 | N/A | Yes | BEM | Hydrodynamics | (with | Morison | drag) | 0 | 0 | 0
[8 empty] | 277.1 | 216 | 0.5 | 10 | Floater | No | 0 | 1.539e-05 | 0 | 0 | 97060000 | 97060000 | 621900000 | 621900000 | 0 | 0 | 74690000 | 9.244e-07 | 3233000000 | 0.65 | N/A | Yes | BEM | Hydrodynamics | (with | Morison | drag) | 0 | 0 | 0 | [9 empty] | 277 | 216 | 158 | 277 | 277 | 1c | 0 | 277 | 2.10E+11 | 8.08E+10 | 7850 | 0.5 | 0.01
[8 empty] | 277.2 | 158 | 0.5 | 10 | Floater | No | 0 | 1.539e-05 | 0 | 0 | 97060000 | 97060000 | 621900000 | 621900000 | 0 | 0 | 74690000 | 9.244e-07 | 3233000000 | 0.65 | N/A | Yes | BEM | Hydrodynamics | (with | Morison | drag) | 0 | 0 | 0
[8 empty] | 278.1 | 271 | 1.3 | 10 | Floater | No | 0 | 4.053e-05 | 0 | 0 | 1770000000 | 1770000000 | 1637000000 | 1637000000 | 0 | 0 | 1362000000 | 1.686e-05 | 8511000000 | 0.65 | N/A | Yes | BEM | Hydrodynamics | (with | Morison | drag) | 0 | 0 | 0 | [9 empty] | 278 | 271 | 217 | 278 | 278 | 1c | 0 | 278 | 2.10E+11 | 8.08E+10 | 7850 | 1.3 | 0.01
[8 empty] | 278.2 | 217 | 1.3 | 10 | Floater | No | 0 | 4.053e-05 | 0 | 0 | 1770000000 | 1770000000 | 1637000000 | 1637000000 | 0 | 0 | 1362000000 | 1.686e-05 | 8511000000 | 0.65 | N/A | Yes | BEM | Hydrodynamics | (with | Morison | drag) | 0 | 0 | 0
[8 empty] | 279.1 | 217 | 1.3 | 10 | Floater | No | 0 | 4.053e-05 | 0 | 0 | 1770000000 | 1770000000 | 1637000000 | 1637000000 | 0 | 0 | 1362000000 | 1.686e-05 | 8511000000 | 0.65 | N/A | Yes | BEM | Hydrodynamics | (with | Morison | drag) | 0 | 0 | 0 | [9 empty] | 279 | 217 | 284 | 279 | 279 | 1c | 0 | 279 | 2.10E+11 | 8.08E+10 | 7850 | 1.3 | 0.01
[8 empty] | 279.2 | 284 | 0.5 | 10 | Floater | No | 0 | 1.539e-05 | 0 | 0 | 97060000 | 97060000 | 621900000 | 621900000 | 0 | 0 | 74690000 | 9.244e-07 | 3233000000 | 0.65 | N/A | Yes | BEM | Hydrodynamics | (with | Morison | drag) | 0 | 0 | 0
[8 empty] | 280.1 | 218 | 1.3 | 10 | Floater | No | 0 | 4.053e-05 | 0 | 0 | 1770000000 | 1770000000 | 1637000000 | 1637000000 | 0 | 0 | 1362000000 | 1.686e-05 | 8511000000 | 0.65 | N/A | Yes | BEM | Hydrodynamics | (with | Morison | drag) | 0 | 0 | 0 | [9 empty] | 280 | 218 | 165 | 280 | 280 | 1c | 0 | 280 | 2.10E+11 | 8.08E+10 | 7850 | 1.3 | 0.01
[8 empty] | 280.2 | 165 | 1.3 | 10 | Floater | No | 0 | 4.053e-05 | 0 | 0 | 1770000000 | 1770000000 | 1637000000 | 1637000000 | 0 | 0 | 1362000000 | 1.686e-05 | 8511000000 | 0.65 | N/A | Yes | BEM | Hydrodynamics | (with | Morison | drag) | 0 | 0 | 0
[8 empty] | 281.1 | 272 | 1.3 | 10 | Floater | No | 0 | 4.053e-05 | 0 | 0 | 1770000000 | 1770000000 | 1637000000 | 1637000000 | 0 | 0 | 1362000000 | 1.686e-05 | 8511000000 | 0.65 | N/A | Yes | BEM | Hydrodynamics | (with | Morison | drag) | 0 | 0 | 0 | [9 empty] | 281 | 272 | 219 | 281 | 281 | 1c | 0 | 281 | 2.10E+11 | 8.08E+10 | 7850 | 1.3 | 0.01
[8 empty] | 281.2 | 219 | 1.3 | 10 | Floater | No | 0 | 4.053e-05 | 0 | 0 | 1770000000 | 1770000000 | 1637000000 | 1637000000 | 0 | 0 | 1362000000 | 1.686e-05 | 8511000000 | 0.65 | N/A | Yes | BEM | Hydrodynamics | (with | Morison | drag) | 0 | 0 | 0
[8 empty] | 282.1 | 219 | 1.3 | 10 | Floater | No | 0 | 4.053e-05 | 0 | 0 | 1770000000 | 1770000000 | 1637000000 | 1637000000 | 0 | 0 | 1362000000 | 1.686e-05 | 8511000000 | 0.65 | N/A | Yes | BEM | Hydrodynamics | (with | Morison | drag) | 0 | 0 | 0 | [9 empty] | 282 | 219 | 282 | 282 | 282 | 1c | 0 | 282 | 2.10E+11 | 8.08E+10 | 7850 | 1.3 | 0.01
[8 empty] | 282.2 | 282 | 0.5 | 10 | Floater | No | 0 | 1.539e-05 | 0 | 0 | 97060000 | 97060000 | 621900000 | 621900000 | 0 | 0 | 74690000 | 9.244e-07 | 3233000000 | 0.65 | N/A | Yes | BEM | Hydrodynamics | (with | Morison | drag) | 0 | 0 | 0
[8 empty] | 283.1 | 220 | 1.3 | 10 | Floater | No | 0 | 4.053e-05 | 0 | 0 | 1770000000 | 1770000000 | 1637000000 | 1637000000 | 0 | 0 | 1362000000 | 1.686e-05 | 8511000000 | 0.65 | N/A | Yes | BEM | Hydrodynamics | (with | Morison | drag) | 0 | 0 | 0 | [9 empty] | 283 | 220 | 168 | 283 | 283 | 1c | 0 | 283 | 2.10E+11 | 8.08E+10 | 7850 | 1.3 | 0.01
[8 empty] | 283.2 | 168 | 1.3 | 10 | Floater | No | 0 | 4.053e-05 | 0 | 0 | 1770000000 | 1770000000 | 1637000000 | 1637000000 | 0 | 0 | 1362000000 | 1.686e-05 | 8511000000 | 0.65 | N/A | Yes | BEM | Hydrodynamics | (with | Morison | drag) | 0 | 0 | 0
[8 empty] | 284.1 | 273 | 1.3 | 10 | Floater | No | 0 | 4.053e-05 | 0 | 0 | 1770000000 | 1770000000 | 1637000000 | 1637000000 | 0 | 0 | 1362000000 | 1.686e-05 | 8511000000 | 0.65 | N/A | Yes | BEM | Hydrodynamics | (with | Morison | drag) | 0 | 0 | 0 | [9 empty] | 284 | 273 | 221 | 284 | 284 | 1c | 0 | 284 | 2.10E+11 | 8.08E+10 | 7850 | 1.3 | 0.01
[8 empty] | 284.2 | 221 | 1.3 | 10 | Floater | No | 0 | 4.053e-05 | 0 | 0 | 1770000000 | 1770000000 | 1637000000 | 1637000000 | 0 | 0 | 1362000000 | 1.686e-05 | 8511000000 | 0.65 | N/A | Yes | BEM | Hydrodynamics | (with | Morison | drag) | 0 | 0 | 0
[8 empty] | 285.1 | 221 | 1.3 | 10 | Floater | No | 0 | 4.053e-05 | 0 | 0 | 1770000000 | 1770000000 | 1637000000 | 1637000000 | 0 | 0 | 1362000000 | 1.686e-05 | 8511000000 | 0.65 | N/A | Yes | BEM | Hydrodynamics | (with | Morison | drag) | 0 | 0 | 0 | [9 empty] | 285 | 221 | 280 | 285 | 285 | 1c | 0 | 285 | 2.10E+11 | 8.08E+10 | 7850 | 1.3 | 0.01
[8 empty] | 285.2 | 280 | 0.5 | 10 | Floater | No | 0 | 1.539e-05 | 0 | 0 | 97060000 | 97060000 | 621900000 | 621900000 | 0 | 0 | 74690000 | 9.244e-07 | 3233000000 | 0.65 | N/A | Yes | BEM | Hydrodynamics | (with | Morison | drag) | 0 | 0 | 0
[8 empty] | 286.1 | 222 | 1.3 | 10 | Floater | No | 0 | 4.053e-05 | 0 | 0 | 1770000000 | 1770000000 | 1637000000 | 1637000000 | 0 | 0 | 1362000000 | 1.686e-05 | 8511000000 | 0.65 | N/A | Yes | BEM | Hydrodynamics | (with | Morison | drag) | 0 | 0 | 0 | [9 empty] | 286 | 222 | 175 | 286 | 286 | 1c | 0 | 286 | 2.10E+11 | 8.08E+10 | 7850 | 1.3 | 0.01
[8 empty] | 286.2 | 175 | 1.3 | 10 | Floater | No | 0 | 4.053e-05 | 0 | 0 | 1770000000 | 1770000000 | 1637000000 | 1637000000 | 0 | 0 | 1362000000 | 1.686e-05 | 8511000000 | 0.65 | N/A | Yes | BEM | Hydrodynamics | (with | Morison | drag) | 0 | 0 | 0
[8 empty] | 287.1 | 101 | 0.5 | 10 | Floater | No | 0 | 1.539e-05 | 0 | 0 | 97060000 | 97060000 | 621900000 | 621900000 | 0 | 0 | 74690000 | 9.244e-07 | 3233000000 | 0.65 | N/A | Yes | BEM | Hydrodynamics | (with | Morison | drag) | 0 | 0 | 0 | [9 empty] | 287 | 101 | 265 | 287 | 287 | 1c | 0 | 287 | 2.10E+11 | 8.08E+10 | 7850 | 0.5 | 0.01
[8 empty] | 287.2 | 265 | 0.5 | 10 | Floater | No | 0 | 1.539e-05 | 0 | 0 | 97060000 | 97060000 | 621900000 | 621900000 | 0 | 0 | 74690000 | 9.244e-07 | 3233000000 | 0.65 | N/A | Yes | BEM | Hydrodynamics | (with | Morison | drag) | 0 | 0 | 0
[8 empty] | 288.1 | 265 | 0.5 | 10 | Floater | No | 0 | 1.539e-05 | 0 | 0 | 97060000 | 97060000 | 621900000 | 621900000 | 0 | 0 | 74690000 | 9.244e-07 | 3233000000 | 0.65 | N/A | Yes | BEM | Hydrodynamics | (with | Morison | drag) | 0 | 0 | 0 | [9 empty] | 288 | 265 | 278 | 288 | 288 | 1c | 0 | 288 | 2.10E+11 | 8.08E+10 | 7850 | 0.5 | 0.01
[8 empty] | 288.2 | 278 | 0.5 | 10 | Floater | No | 0 | 1.539e-05 | 0 | 0 | 97060000 | 97060000 | 621900000 | 621900000 | 0 | 0 | 74690000 | 9.244e-07 | 3233000000 | 0.65 | N/A | Yes | BEM | Hydrodynamics | (with | Morison | drag) | 0 | 0 | 0
[8 empty] | 289.1 | 266 | 1.3 | 10 | Floater | No | 0 | 4.053e-05 | 0 | 0 | 1770000000 | 1770000000 | 1637000000 | 1637000000 | 0 | 0 | 1362000000 | 1.686e-05 | 8511000000 | 0.65 | N/A | Yes | BEM | Hydrodynamics | (with | Morison | drag) | 0 | 0 | 0 | [9 empty] | 289 | 266 | 274 | 289 | 289 | 1c | 0 | 289 | 2.10E+11 | 8.08E+10 | 7850 | 1.3 | 0.01
[8 empty] | 289.2 | 274 | 1.3 | 10 | Floater | No | 0 | 4.053e-05 | 0 | 0 | 1770000000 | 1770000000 | 1637000000 | 1637000000 | 0 | 0 | 1362000000 | 1.686e-05 | 8511000000 | 0.65 | N/A | Yes | BEM | Hydrodynamics | (with | Morison | drag) | 0 | 0 | 0
[8 empty] | 290.1 | 112 | 0.5 | 10 | Floater | No | 0 | 1.539e-05 | 0 | 0 | 97060000 | 97060000 | 621900000 | 621900000 | 0 | 0 | 74690000 | 9.244e-07 | 3233000000 | 0.65 | N/A | Yes | BEM | Hydrodynamics | (with | Morison | drag) | 0 | 0 | 0 | [9 empty] | 290 | 112 | 267 | 290 | 290 | 1c | 0 | 290 | 2.10E+11 | 8.08E+10 | 7850 | 0.5 | 0.01
[8 empty] | 290.2 | 267 | 0.5 | 10 | Floater | No | 0 | 1.539e-05 | 0 | 0 | 97060000 | 97060000 | 621900000 | 621900000 | 0 | 0 | 74690000 | 9.244e-07 | 3233000000 | 0.65 | N/A | Yes | BEM | Hydrodynamics | (with | Morison | drag) | 0 | 0 | 0
[8 empty] | 291.1 | 267 | 0.5 | 10 | Floater | No | 0 | 1.539e-05 | 0 | 0 | 97060000 | 97060000 | 621900000 | 621900000 | 0 | 0 | 74690000 | 9.244e-07 | 3233000000 | 0.65 | N/A | Yes | BEM | Hydrodynamics | (with | Morison | drag) | 0 | 0 | 0 | [9 empty] | 291 | 267 | 277 | 291 | 291 | 1c | 0 | 291 | 2.10E+11 | 8.08E+10 | 7850 | 0.5 | 0.01
[8 empty] | 291.2 | 277 | 0.5 | 10 | Floater | No | 0 | 1.539e-05 | 0 | 0 | 97060000 | 97060000 | 621900000 | 621900000 | 0 | 0 | 74690000 | 9.244e-07 | 3233000000 | 0.65 | N/A | Yes | BEM | Hydrodynamics | (with | Morison | drag) | 0 | 0 | 0
[8 empty] | 292.1 | 268 | 1.3 | 10 | Floater | No | 0 | 4.053e-05 | 0 | 0 | 1770000000 | 1770000000 | 1637000000 | 1637000000 | 0 | 0 | 1362000000 | 1.686e-05 | 8511000000 | 0.65 | N/A | Yes | BEM | Hydrodynamics | (with | Morison | drag) | 0 | 0 | 0 | [9 empty] | 292 | 268 | 275 | 292 | 292 | 1c | 0 | 292 | 2.10E+11 | 8.08E+10 | 7850 | 1.3 | 0.01
[8 empty] | 292.2 | 275 | 1.3 | 10 | Floater | No | 0 | 4.053e-05 | 0 | 0 | 1770000000 | 1770000000 | 1637000000 | 1637000000 | 0 | 0 | 1362000000 | 1.686e-05 | 8511000000 | 0.65 | N/A | Yes | BEM | Hydrodynamics | (with | Morison | drag) | 0 | 0 | 0
[8 empty] | 293.1 | 119 | 0.5 | 10 | Floater | No | 0 | 1.539e-05 | 0 | 0 | 97060000 | 97060000 | 621900000 | 621900000 | 0 | 0 | 74690000 | 9.244e-07 | 3233000000 | 0.65 | N/A | Yes | BEM | Hydrodynamics | (with | Morison | drag) | 0 | 0 | 0 | [9 empty] | 293 | 119 | 269 | 293 | 293 | 1c | 0 | 293 | 2.10E+11 | 8.08E+10 | 7850 | 0.5 | 0.01
[8 empty] | 293.2 | 269 | 0.5 | 10 | Floater | No | 0 | 1.539e-05 | 0 | 0 | 97060000 | 97060000 | 621900000 | 621900000 | 0 | 0 | 74690000 | 9.244e-07 | 3233000000 | 0.65 | N/A | Yes | BEM | Hydrodynamics | (with | Morison | drag) | 0 | 0 | 0
[8 empty] | 294.1 | 269 | 0.5 | 10 | Floater | No | 0 | 1.539e-05 | 0 | 0 | 97060000 | 97060000 | 621900000 | 621900000 | 0 | 0 | 74690000 | 9.244e-07 | 3233000000 | 0.65 | N/A | Yes | BEM | Hydrodynamics | (with | Morison | drag) | 0 | 0 | 0 | [9 empty] | 294 | 269 | 279 | 294 | 294 | 1c | 0 | 294 | 2.10E+11 | 8.08E+10 | 7850 | 0.5 | 0.01
[8 empty] | 294.2 | 279 | 0.5 | 10 | Floater | No | 0 | 1.539e-05 | 0 | 0 | 97060000 | 97060000 | 621900000 | 621900000 | 0 | 0 | 74690000 | 9.244e-07 | 3233000000 | 0.65 | N/A | Yes | BEM | Hydrodynamics | (with | Morison | drag) | 0 | 0 | 0
[8 empty] | 295.1 | 270 | 1.3 | 10 | Floater | No | 0 | 4.053e-05 | 0 | 0 | 1770000000 | 1770000000 | 1637000000 | 1637000000 | 0 | 0 | 1362000000 | 1.686e-05 | 8511000000 | 0.65 | N/A | Yes | BEM | Hydrodynamics | (with | Morison | drag) | 0 | 0 | 0 | [9 empty] | 295 | 270 | 276 | 295 | 295 | 1c | 0 | 295 | 2.10E+11 | 8.08E+10 | 7850 | 1.3 | 0.01
[8 empty] | 295.2 | 276 | 1.3 | 10 | Floater | No | 0 | 4.053e-05 | 0 | 0 | 1770000000 | 1770000000 | 1637000000 | 1637000000 | 0 | 0 | 1362000000 | 1.686e-05 | 8511000000 | 0.65 | N/A | Yes | BEM | Hydrodynamics | (with | Morison | drag) | 0 | 0 | 0
| 7 | 210000000000 | 80769000000 | 7850 | 4.178 | 0.018 |  | 296.1 | 257 | 4.178 | 18 | Steel | N/A | 0 | 2337.49 | 0 | 0 | 132700000000 | 132700000000 | 12030000000 | 12030000000 | 0 | 0 | 102200000000 | 9924.5 | 62530000000 | 0.65 | N/A | No | BEM | Hydrodynamics | (with | Morison | drag) | 0 | 0 | 0 | [9 empty] | 296 | 257 | 258 | 296 | 296 | 1c | 0 | 296 | 2.10E+11 | 8.08E+10 | 7850 | 4.178 | 0.018
[8 empty] | 296.2 | 258 | 4.178 | 18 | Steel | N/A | 0 | 2256.38 | 0 | 0 | 119400000000 | 119400000000 | 11610000000 | 11610000000 | 0 | 0 | 91880000000 | 8926.8 | 60360000000 | 0.65 | N/A | No | BEM | Hydrodynamics | (with | Morison | drag) | 0 | 0 | 0
| 6 | 210000000000 | 80769000000 | 7850 | 4.0295 | 0.017 |  | 297.1 | 258 | 4.0295 | 17 | Steel | N/A | 0 | 2256.38 | 0 | 0 | 119400000000 | 119400000000 | 11610000000 | 11610000000 | 0 | 0 | 91880000000 | 8926.8 | 60360000000 | 0.65 | N/A | No | BEM | Hydrodynamics | (with | Morison | drag) | 0 | 0 | 0 | [9 empty] | 297 | 258 | 259 | 297 | 297 | 1c | 0 | 297 | 2.10E+11 | 8.08E+10 | 7850 | 4.0295 | 0.017
[8 empty] | 297.2 | 259 | 4.0295 | 17 | Steel | N/A | 0 | 2175.27 | 0 | 0 | 107000000000 | 107000000000 | 11200000000 | 11200000000 | 0 | 0 | 82330000000 | 7998.32 | 58190000000 | 0.65 | N/A | No | BEM | Hydrodynamics | (with | Morison | drag) | 0 | 0 | 0
| 5 | 210000000000 | 80769000000 | 7850 | 3.881 | 0.017 |  | 298.1 | 259 | 3.881 | 17 | Steel | N/A | 0 | 1987.15 | 0 | 0 | 97830000000 | 97830000000 | 10230000000 | 10230000000 | 0 | 0 | 75290000000 | 7314.21 | 53160000000 | 0.65 | N/A | No | BEM | Hydrodynamics | (with | Morison | drag) | 0 | 0 | 0 | [9 empty] | 298 | 259 | 260 | 298 | 298 | 1c | 0 | 298 | 2.10E+11 | 8.08E+10 | 7850 | 3.881 | 0.017
[8 empty] | 298.2 | 260 | 3.881 | 17 | Steel | N/A | 0 | 1913.09 | 0 | 0 | 87300000000 | 87300000000 | 9846000000 | 9846000000 | 0 | 0 | 67180000000 | 6526.55 | 51180000000 | 0.65 | N/A | No | BEM | Hydrodynamics | (with | Morison | drag) | 0 | 0 | 0
| 4 | 210000000000 | 80769000000 | 7850 | 3.7325 | 0.017 |  | 299.1 | 260 | 3.7325 | 17 | Steel | N/A | 0 | 1822.48 | 0 | 0 | 83210000000 | 83210000000 | 9379000000 | 9379000000 | 0 | 0 | 64030000000 | 6220.78 | 48750000000 | 0.65 | N/A | No | BEM | Hydrodynamics | (with | Morison | drag) | 0 | 0 | 0 | [9 empty] | 299 | 260 | 261 | 299 | 299 | 1c | 0 | 299 | 2.10E+11 | 8.08E+10 | 7850 | 3.7325 | 0.017
[8 empty] | 299.2 | 261 | 3.7325 | 17 | Steel | N/A | 0 | 1751.95 | 0 | 0 | 73920000000 | 73920000000 | 9016000000 | 9016000000 | 0 | 0 | 56880000000 | 5526.13 | 46870000000 | 0.65 | N/A | No | BEM | Hydrodynamics | (with | Morison | drag) | 0 | 0 | 0
| 3 | 210000000000 | 80769000000 | 7850 | 3.584 | 0.017 |  | 300.1 | 261 | 3.584 | 17 | Steel | N/A | 0 | 1664.83 | 0 | 0 | 70280000000 | 70280000000 | 8568000000 | 8568000000 | 0 | 0 | 54080000000 | 5254.27 | 44540000000 | 0.65 | N/A | No | BEM | Hydrodynamics | (with | Morison | drag) | 0 | 0 | 0 | [9 empty] | 300 | 261 | 262 | 300 | 300 | 1c | 0 | 300 | 2.10E+11 | 8.08E+10 | 7850 | 3.584 | 0.017
[8 empty] | 300.2 | 262 | 3.584 | 17 | Steel | N/A | 0 | 1603.91 | 0 | 0 | 62840000000 | 62840000000 | 8255000000 | 8255000000 | 0 | 0 | 48360000000 | 4698.38 | 42910000000 | 0.65 | N/A | No | BEM | Hydrodynamics | (with | Morison | drag) | 0 | 0 | 0
| 2 | 210000000000 | 80769000000 | 7850 | 3.4485 | 0.018 |  | 301.1 | 262 | 3.4485 | 18 | Steel | N/A | 0 | 1519.94 | 0 | 0 | 59590000000 | 59590000000 | 7822000000 | 7822000000 | 0 | 0 | 45860000000 | 4454.97 | 40660000000 | 0.65 | N/A | No | BEM | Hydrodynamics | (with | Morison | drag) | 0 | 0 | 0 | [9 empty] | 301 | 262 | 263 | 301 | 301 | 1c | 0 | 301 | 2.10E+11 | 8.08E+10 | 7850 | 3.4485 | 0.018
[8 empty] | 301.2 | 263 | 3.4485 | 18 | Steel | N/A | 0 | 1461.79 | 0 | 0 | 53010000000 | 53010000000 | 7523000000 | 7523000000 | 0 | 0 | 40790000000 | 3962.96 | 39110000000 | 0.65 | N/A | No | BEM | Hydrodynamics | (with | Morison | drag) | 0 | 0 | 0
| 1 | 210000000000 | 80769000000 | 7850 | 3.3131 | 0.018 |  | 302.1 | 263 | 3.3131 | 18 | Steel | N/A | 0 | 1461.79 | 0 | 0 | 53010000000 | 53010000000 | 7523000000 | 7523000000 | 0 | 0 | 40790000000 | 3962.96 | 39110000000 | 0.65 | N/A | No | BEM | Hydrodynamics | (with | Morison | drag) | 0 | 0 | 0 | [9 empty] | 302 | 263 | 264 | 302 | 302 | 1c | 0 | 302 | 2.10E+11 | 8.08E+10 | 7850 | 3.3131 | 0.018
[8 empty] | 302.2 | 264 | 3.3131 | 18 | Steel | N/A | 0 | 1456.9 | 0 | 0 | 52480000000 | 52480000000 | 7498000000 | 7498000000 | 0 | 0 | 40380000000 | 3923.38 | 38970000000 | 0.65 | N/A | No | BEM | Hydrodynamics | (with | Morison | drag) | 0 | 0 | 0
[8 empty] | 303.1 | 271 | 1.3 | 10 | Floater | No | 0 | 4.053e-05 | 0 | 0 | 1770000000 | 1770000000 | 1637000000 | 1637000000 | 0 | 0 | 1362000000 | 1.686e-05 | 8511000000 | 0 | N/A | Yes | BEM | Hydrodynamics | (with | Morison | drag) | 0 | 0 | 0 | [9 empty] | 303 | 271 | 105 | 303 | 303 | 1c | 0 | 303 | 2.10E+11 | 8.08E+10 | 7850 | 1.3 | 0.01
[8 empty] | 303.2 | 105 | 1.3 | 10 | Floater | No | 0 | 4.053e-05 | 0 | 0 | 1770000000 | 1770000000 | 1637000000 | 1637000000 | 0 | 0 | 1362000000 | 1.686e-05 | 8511000000 | 0 | N/A | Yes | BEM | Hydrodynamics | (with | Morison | drag) | 0 | 0 | 0
[8 empty] | 304.1 | 272 | 1.3 | 10 | Floater | No | 0 | 4.053e-05 | 0 | 0 | 1770000000 | 1770000000 | 1637000000 | 1637000000 | 0 | 0 | 1362000000 | 1.686e-05 | 8511000000 | 0 | N/A | Yes | BEM | Hydrodynamics | (with | Morison | drag) | 0 | 0 | 0 | [9 empty] | 304 | 272 | 108 | 304 | 304 | 1c | 0 | 304 | 2.10E+11 | 8.08E+10 | 7850 | 1.3 | 0.01
[8 empty] | 304.2 | 108 | 1.3 | 10 | Floater | No | 0 | 4.053e-05 | 0 | 0 | 1770000000 | 1770000000 | 1637000000 | 1637000000 | 0 | 0 | 1362000000 | 1.686e-05 | 8511000000 | 0 | N/A | Yes | BEM | Hydrodynamics | (with | Morison | drag) | 0 | 0 | 0
[8 empty] | 305.1 | 273 | 1.3 | 10 | Floater | No | 0 | 4.053e-05 | 0 | 0 | 1770000000 | 1770000000 | 1637000000 | 1637000000 | 0 | 0 | 1362000000 | 1.686e-05 | 8511000000 | 0 | N/A | Yes | BEM | Hydrodynamics | (with | Morison | drag) | 0 | 0 | 0 | [9 empty] | 305 | 273 | 115 | 305 | 305 | 1c | 0 | 305 | 2.10E+11 | 8.08E+10 | 7850 | 1.3 | 0.01
[8 empty] | 305.2 | 115 | 1.3 | 10 | Floater | No | 0 | 4.053e-05 | 0 | 0 | 1770000000 | 1770000000 | 1637000000 | 1637000000 | 0 | 0 | 1362000000 | 1.686e-05 | 8511000000 | 0 | N/A | Yes | BEM | Hydrodynamics | (with | Morison | drag) | 0 | 0 | 0
[8 empty] | 306.1 | 274 | 1.3 | 10 | Floater | No | 0 | 4.053e-05 | 0 | 0 | 1770000000 | 1770000000 | 1637000000 | 1637000000 | 0 | 0 | 1362000000 | 1.686e-05 | 8511000000 | 0 | N/A | Yes | BEM | Hydrodynamics | (with | Morison | drag) | 0 | 0 | 0 | [9 empty] | 306 | 274 | 161 | 306 | 306 | 1c | 0 | 306 | 2.10E+11 | 8.08E+10 | 7850 | 1.3 | 0.01
[8 empty] | 306.2 | 161 | 1.3 | 10 | Floater | No | 0 | 4.053e-05 | 0 | 0 | 1770000000 | 1770000000 | 1637000000 | 1637000000 | 0 | 0 | 1362000000 | 1.686e-05 | 8511000000 | 0 | N/A | Yes | BEM | Hydrodynamics | (with | Morison | drag) | 0 | 0 | 0
[8 empty] | 307.1 | 275 | 1.3 | 10 | Floater | No | 0 | 4.053e-05 | 0 | 0 | 1770000000 | 1770000000 | 1637000000 | 1637000000 | 0 | 0 | 1362000000 | 1.686e-05 | 8511000000 | 0 | N/A | Yes | BEM | Hydrodynamics | (with | Morison | drag) | 0 | 0 | 0 | [9 empty] | 307 | 275 | 172 | 307 | 307 | 1c | 0 | 307 | 2.10E+11 | 8.08E+10 | 7850 | 1.3 | 0.01
[8 empty] | 307.2 | 172 | 1.3 | 10 | Floater | No | 0 | 4.053e-05 | 0 | 0 | 1770000000 | 1770000000 | 1637000000 | 1637000000 | 0 | 0 | 1362000000 | 1.686e-05 | 8511000000 | 0 | N/A | Yes | BEM | Hydrodynamics | (with | Morison | drag) | 0 | 0 | 0
[8 empty] | 308.1 | 276 | 1.3 | 10 | Floater | No | 0 | 4.053e-05 | 0 | 0 | 1770000000 | 1770000000 | 1637000000 | 1637000000 | 0 | 0 | 1362000000 | 1.686e-05 | 8511000000 | 0 | N/A | Yes | BEM | Hydrodynamics | (with | Morison | drag) | 0 | 0 | 0 | [9 empty] | 308 | 276 | 179 | 308 | 308 | 1c | 0 | 308 | 2.10E+11 | 8.08E+10 | 7850 | 1.3 | 0.01
[8 empty] | 308.2 | 179 | 1.3 | 10 | Floater | No | 0 | 4.053e-05 | 0 | 0 | 1770000000 | 1770000000 | 1637000000 | 1637000000 | 0 | 0 | 1362000000 | 1.686e-05 | 8511000000 | 0 | N/A | Yes | BEM | Hydrodynamics | (with | Morison | drag) | 0 | 0 | 0
[8 empty] | 309.1 | 277 | 0.5 | 10 | Floater | No | 0 | 1.539e-05 | 0 | 0 | 97060000 | 97060000 | 621900000 | 621900000 | 0 | 0 | 74690000 | 9.244e-07 | 3233000000 | 0 | N/A | Yes | BEM | Hydrodynamics | (with | Morison | drag) | 0 | 0 | 0 | [9 empty] | 309 | 277 | 268 | 309 | 309 | 1c | 0 | 309 | 2.10E+11 | 8.08E+10 | 7850 | 0.5 | 0.01
[8 empty] | 309.2 | 268 | 1.3 | 10 | Floater | No | 0 | 4.053e-05 | 0 | 0 | 1770000000 | 1770000000 | 1637000000 | 1637000000 | 0 | 0 | 1362000000 | 1.686e-05 | 8511000000 | 0 | N/A | Yes | BEM | Hydrodynamics | (with | Morison | drag) | 0 | 0 | 0
[8 empty] | 310.1 | 278 | 0.5 | 10 | Floater | No | 0 | 1.539e-05 | 0 | 0 | 97060000 | 97060000 | 621900000 | 621900000 | 0 | 0 | 74690000 | 9.244e-07 | 3233000000 | 0 | N/A | Yes | BEM | Hydrodynamics | (with | Morison | drag) | 0 | 0 | 0 | [9 empty] | 310 | 278 | 266 | 310 | 310 | 1c | 0 | 310 | 2.10E+11 | 8.08E+10 | 7850 | 0.5 | 0.01
[8 empty] | 310.2 | 266 | 1.3 | 10 | Floater | No | 0 | 4.053e-05 | 0 | 0 | 1770000000 | 1770000000 | 1637000000 | 1637000000 | 0 | 0 | 1362000000 | 1.686e-05 | 8511000000 | 0 | N/A | Yes | BEM | Hydrodynamics | (with | Morison | drag) | 0 | 0 | 0
[8 empty] | 311.1 | 279 | 0.5 | 10 | Floater | No | 0 | 1.539e-05 | 0 | 0 | 97060000 | 97060000 | 621900000 | 621900000 | 0 | 0 | 74690000 | 9.244e-07 | 3233000000 | 0 | N/A | Yes | BEM | Hydrodynamics | (with | Morison | drag) | 0 | 0 | 0 | [9 empty] | 311 | 279 | 270 | 311 | 311 | 1c | 0 | 311 | 2.10E+11 | 8.08E+10 | 7850 | 0.5 | 0.01
[8 empty] | 311.2 | 270 | 1.3 | 10 | Floater | No | 0 | 4.053e-05 | 0 | 0 | 1770000000 | 1770000000 | 1637000000 | 1637000000 | 0 | 0 | 1362000000 | 1.686e-05 | 8511000000 | 0 | N/A | Yes | BEM | Hydrodynamics | (with | Morison | drag) | 0 | 0 | 0
[8 empty] | 312.1 | 280 | 0.5 | 10 | Floater | No | 0 | 1.539e-05 | 0 | 0 | 97060000 | 97060000 | 621900000 | 621900000 | 0 | 0 | 74690000 | 9.244e-07 | 3233000000 | 0 | N/A | Yes | BEM | Hydrodynamics | (with | Morison | drag) | 0 | 0 | 0 | [9 empty] | 312 | 280 | 281 | 312 | 312 | 1c | 0 | 312 | 2.10E+11 | 8.08E+10 | 7850 | 0.5 | 0.01
[8 empty] | 312.2 | 281 | 0.5 | 10 | Floater | No | 0 | 1.539e-05 | 0 | 0 | 97060000 | 97060000 | 621900000 | 621900000 | 0 | 0 | 74690000 | 9.244e-07 | 3233000000 | 0 | N/A | Yes | BEM | Hydrodynamics | (with | Morison | drag) | 0 | 0 | 0
[8 empty] | 313.1 | 281 | 0.5 | 10 | Floater | No | 0 | 1.539e-05 | 0 | 0 | 97060000 | 97060000 | 621900000 | 621900000 | 0 | 0 | 74690000 | 9.244e-07 | 3233000000 | 0 | N/A | Yes | BEM | Hydrodynamics | (with | Morison | drag) | 0 | 0 | 0 | [9 empty] | 313 | 281 | 222 | 313 | 313 | 1c | 0 | 313 | 2.10E+11 | 8.08E+10 | 7850 | 0.5 | 0.01
[8 empty] | 313.2 | 222 | 1.3 | 10 | Floater | No | 0 | 4.053e-05 | 0 | 0 | 1770000000 | 1770000000 | 1637000000 | 1637000000 | 0 | 0 | 1362000000 | 1.686e-05 | 8511000000 | 0 | N/A | Yes | BEM | Hydrodynamics | (with | Morison | drag) | 0 | 0 | 0
[8 empty] | 314.1 | 282 | 0.5 | 10 | Floater | No | 0 | 1.539e-05 | 0 | 0 | 97060000 | 97060000 | 621900000 | 621900000 | 0 | 0 | 74690000 | 9.244e-07 | 3233000000 | 0 | N/A | Yes | BEM | Hydrodynamics | (with | Morison | drag) | 0 | 0 | 0 | [9 empty] | 314 | 282 | 283 | 314 | 314 | 1c | 0 | 314 | 2.10E+11 | 8.08E+10 | 7850 | 0.5 | 0.01
[8 empty] | 314.2 | 283 | 0.5 | 10 | Floater | No | 0 | 1.539e-05 | 0 | 0 | 97060000 | 97060000 | 621900000 | 621900000 | 0 | 0 | 74690000 | 9.244e-07 | 3233000000 | 0 | N/A | Yes | BEM | Hydrodynamics | (with | Morison | drag) | 0 | 0 | 0
[8 empty] | 315.1 | 283 | 0.5 | 10 | Floater | No | 0 | 1.539e-05 | 0 | 0 | 97060000 | 97060000 | 621900000 | 621900000 | 0 | 0 | 74690000 | 9.244e-07 | 3233000000 | 0 | N/A | Yes | BEM | Hydrodynamics | (with | Morison | drag) | 0 | 0 | 0 | [9 empty] | 315 | 283 | 220 | 315 | 315 | 1c | 0 | 315 | 2.10E+11 | 8.08E+10 | 7850 | 0.5 | 0.01
[8 empty] | 315.2 | 220 | 1.3 | 10 | Floater | No | 0 | 4.053e-05 | 0 | 0 | 1770000000 | 1770000000 | 1637000000 | 1637000000 | 0 | 0 | 1362000000 | 1.686e-05 | 8511000000 | 0 | N/A | Yes | BEM | Hydrodynamics | (with | Morison | drag) | 0 | 0 | 0
[8 empty] | 316.1 | 284 | 0.5 | 10 | Floater | No | 0 | 1.539e-05 | 0 | 0 | 97060000 | 97060000 | 621900000 | 621900000 | 0 | 0 | 74690000 | 9.244e-07 | 3233000000 | 0 | N/A | Yes | BEM | Hydrodynamics | (with | Morison | drag) | 0 | 0 | 0 | [9 empty] | 316 | 284 | 285 | 316 | 316 | 1c | 0 | 316 | 2.10E+11 | 8.08E+10 | 7850 | 0.5 | 0.01
[8 empty] | 316.2 | 285 | 0.5 | 10 | Floater | No | 0 | 1.539e-05 | 0 | 0 | 97060000 | 97060000 | 621900000 | 621900000 | 0 | 0 | 74690000 | 9.244e-07 | 3233000000 | 0 | N/A | Yes | BEM | Hydrodynamics | (with | Morison | drag) | 0 | 0 | 0
[8 empty] | 317.1 | 285 | 0.5 | 10 | Floater | No | 0 | 1.539e-05 | 0 | 0 | 97060000 | 97060000 | 621900000 | 621900000 | 0 | 0 | 74690000 | 9.244e-07 | 3233000000 | 0 | N/A | Yes | BEM | Hydrodynamics | (with | Morison | drag) | 0 | 0 | 0 | [9 empty] | 317 | 285 | 218 | 317 | 317 | 1c | 0 | 317 | 2.10E+11 | 8.08E+10 | 7850 | 0.5 | 0.01
[8 empty] | 317.2 | 218 | 1.3 | 10 | Floater | No | 0 | 4.053e-05 | 0 | 0 | 1770000000 | 1770000000 | 1637000000 | 1637000000 | 0 | 0 | 1362000000 | 1.686e-05 | 8511000000 | 0 | N/A | Yes | BEM | Hydrodynamics | (with | Morison | drag) | 0 | 0 | 0

## MoorDyn입력_ElementR
[80 empty] | MoorDyn 입력창 : Njoints | [5 empty] | MoorDyn 입력창 : Nmembers | [10 empty] | HydroDynR.dat | [16 empty] | HydroDynR.dat
| Node | H(m) | X(m) | Y(m) | M(kg) | Mooring |  | Member | Node | Dia(m) | Th(mm) | Material | Flooded? | MG(mm) | M(kg/m) |  |  | BS(Nm^2) |  | SS(N) |  |  |  | TS(Nm^2) | M(kgm) | AS(N) |  |  | Sealed? | [5 empty] | OffX | OffY | OffZ | JointID | JointXss | JointYss | JointZss | JointType | JointDirX | JointDirY | JointDirZ | JointStiff | MemberID | MJointID1 | MJointID2 | MPropSetID1 | MPropSetID2 | MType | MSpin/COSMID | PropSetID | YoungE | ShearG | MatDens | XsecD | XsecT | MemberID | MJointID1 | MJointID2 | MPropSetID1 | MPropSetID2 | MType | MSpin/COSMID |  | PropSetID | YoungE | ShearG | MatDens | XsecD | XsecT | [6 empty] | JointID | Jointxi | Jointyi | Jointzi | JointAxID | JointOvrlp | MemberID | MJointID1 | MJointID2 | MPropSetID1 | MPropSetID2 | MSecGeom | MSpinOrient | MDivSize | MCoefMod | MHstLMod | PropPot | ---- STRUCTURE JOINTS: joints connect structure members (~Hydrodyn Input File) -------- | [5 empty] | ----------------------------------- MEMBERS ------------------------------------------- | [10 empty] | ---- STRUCTURE JOINTS: joints connect structure members (~Hydrodyn Input File) -------- | [5 empty] | ----------------------------------- MEMBERS -------------------------------------------
1 | 1 | -14 | 0 | 0 | 0 |  |  | 1.1 | 1 | 5 | 24 | Floater | No | 0 | 0.0003752 | 0 | 0 | 243900000000 | 243900000000 | 15160000000 | 15160000000 | 0 | 0 | 187700000000 | 0.002322 | 78790000000 | 0.65 | N/A | Yes | BEM | Hydrodynamics | (with | Morison | drag) | 0 | 0 | 0 | 1 | 0 | 0 | -14 | 1 | 0 | 0 | 0 | 0 | 1 | 1 | 2 | 1 | 1 | 1c | 0 | 1 | 2.10E+11 | 8.08E+10 | 7850 | 5 | 0.024 | 1 | 1 | 2 | 1 | 1 | 1c | 0 | 0 | 1 | 2.10E+11 | 8.08E+10 | 7850 | 5 | 0.024 | 1 | 2.10E+11 | 8.08E+10 | 1 | 5 | 0.024 | 1 | 0 | 0 | -14 | 1 | 0 | 1 | 1 | 2 | 1 | 1 | 1 | 0 | 1 | 3 | 1 | TRUE | 157 | NJoints | - | Number |  |  | 189 | [10 empty] | 41 | NJoints | - | Number |  |  | 41
2 | 2 | -12 | 0 | 0 | 0 |  |  | 1.2 | 2 | 5 | 24 | Floater | No | 0 | 0.0003752 | 0 | 0 | 243900000000 | 243900000000 | 15160000000 | 15160000000 | 0 | 0 | 187700000000 | 0.002322 | 78790000000 | 0.65 | N/A | Yes | BEM | Hydrodynamics | (with | Morison | drag) | 0 | 0 | 0 | 2 | 0 | 0 | -12 | 1 | 0 | 0 | 0 | 0 | [13 empty] | 2 | 2 | 3 | 2 | 2 | 1c | 0 | 0 | 2 | 2.10E+11 | 8.08E+10 | 7850 | 5 | 0.024 | 2 | 2.10E+11 | 8.08E+10 | 1 | 5 | 0.024 | 2 | 0 | 0 | -12 | 1 | 0 | 2 | 2 | 3 | 1 | 1 | 1 | 0 | 1 | 3 | 1 | TRUE | JointID | JointXss | JointYss | JointZss | JointType |  | MemberID | MJointID1 | MJointID2 | MPropSetID1 | MPropSetID2 | MSecGeom | MSpinOrient | MDivSize | MCoefMod | MHstLMod | PropPot | JointID | JointXss | JointYss | JointZss | JointType |  | MemberID | MJointID1 | MJointID2 | MPropSetID1 | MPropSetID2 | MSecGeom | MSpinOrient | MDivSize | MCoefMod | MHstLMod | PropPot
3 | 3 | -10 | 0 | 0 | 0 |  | 1 | 2.1 | 2 | 5 | 24 | Floater | No | 0 | 0.0003752 | 0 | 0 | 243900000000 | 243900000000 | 15160000000 | 15160000000 | 0 | 0 | 187700000000 | 0.002322 | 78790000000 | 0.65 | N/A | Yes | BEM | Hydrodynamics | (with | Morison | drag) | 0 | 0 | 0 | 3 | 0 | 0 | -10 | 1 | 0 | 0 | 0 | 0 | 2 | 2 | 3 | 2 | 2 | 1c | 0 | 2 | 2.10E+11 | 8.08E+10 | 7850 | 5 | 0.024 | 3 | 3 | 4 | 3 | 3 | 1c | 0 | 0 | 3 | 2.10E+11 | 8.08E+10 | 7850 | 5 | 0.024 | 3 | 2.10E+11 | 8.08E+10 | 1 | 5 | 0.024 | 3 | 0 | 0 | -10 | 1 | 0 | 3 | 3 | 4 | 1 | 1 | 1 | 0 | 1 | 3 | 1 | TRUE |  | (-) | (m) | (m) | (m) |  |  | (-) | (-) | (-) | (-) | (-) | (-) | [5 empty] | (-) | (m) | (m) | (m) |  |  | (-) | (-) | (-) | (-) | (-) | (-)
4 | 4 | -8 | 0 | 0 | 0 |  | 1 | 2.2 | 3 | 5 | 24 | Floater | No | 0 | 0.0003752 | 0 | 0 | 243900000000 | 243900000000 | 15160000000 | 15160000000 | 0 | 0 | 187700000000 | 0.002322 | 78790000000 | 0.65 | N/A | Yes | BEM | Hydrodynamics | (with | Morison | drag) | 0 | 0 | 0 | 4 | 0 | 0 | -8 | 1 | 0 | 0 | 0 | 0 | [13 empty] | 4 | 4 | 5 | 4 | 4 | 1c | 0 | 0 | 4 | 2.10E+11 | 8.08E+10 | 7850 | 5 | 0.024 | 4 | 2.10E+11 | 8.08E+10 | 1 | 5 | 0.024 | 4 | 0 | 0 | -8 | 1 | 0 | 4 | 4 | 5 | 1 | 1 | 1 | 0 | 1 | 3 | 1 | TRUE | 1 | 0 | 0 | -14 | 1 | 0 | 1 | 1 | 2 | 1 | 1 | 1 | 0 | 3 | 1 | 1 | TRUE | 1 | 0 | 0 | -14 | 1 | 0 | 1 | 1 | 15 | 1 | 1 | 1 | 0 | 2 | 1 | 1 | FALSE
5 | 5 | -6 | 0 | 0 | 0 |  | 1 | 3.1 | 3 | 5 | 24 | Floater | No | 0 | 0.0003752 | 0 | 0 | 243900000000 | 243900000000 | 15160000000 | 15160000000 | 0 | 0 | 187700000000 | 0.002322 | 78790000000 | 0.65 | N/A | Yes | BEM | Hydrodynamics | (with | Morison | drag) | 0 | 0 | 0 | 5 | 0 | 0 | -6 | 1 | 0 | 0 | 0 | 0 | 3 | 3 | 4 | 3 | 3 | 1c | 0 | 3 | 2.10E+11 | 8.08E+10 | 7850 | 5 | 0.024 | 5 | 5 | 6 | 5 | 5 | 1c | 0 | 0 | 5 | 2.10E+11 | 8.08E+10 | 7850 | 5 | 0.024 | 5 | 2.10E+11 | 8.08E+10 | 1 | 5 | 0.024 | 5 | 0 | 0 | -6 | 1 | 0 | 5 | 5 | 6 | 1 | 1 | 1 | 0 | 1 | 3 | 1 | TRUE | 2 | 0 | 0 | -12 | 1 | 0 | 2 | 2 | 8 | 1 | 1 | 1 | 0 | 1 | 1 | 1 | TRUE | 2 | 0 | 0 | -12 | 1 | 0 | 15 | 16 | 30 | 2 | 2 | 1 | 0 | 2 | 1 | 1 | FALSE
6 | 6 | -4 | 0 | 0 | 0 |  | 1 | 3.2 | 4 | 5 | 24 | Floater | No | 0 | 0.0003752 | 0 | 0 | 243900000000 | 243900000000 | 15160000000 | 15160000000 | 0 | 0 | 187700000000 | 0.002322 | 78790000000 | 0.65 | N/A | Yes | BEM | Hydrodynamics | (with | Morison | drag) | 0 | 0 | 0 | 6 | 0 | 0 | -4 | 1 | 0 | 0 | 0 | 0 | [13 empty] | 6 | 6 | 7 | 6 | 6 | 1c | 0 | 0 | 6 | 2.10E+11 | 8.08E+10 | 7850 | 5 | 0.024 | 6 | 2.10E+11 | 8.08E+10 | 1 | 5 | 0.024 | 6 | 0 | 0 | -4 | 1 | 0 | 6 | 6 | 7 | 1 | 1 | 1 | 0 | 1 | 3 | 1 | TRUE | 8 | 0 | 0 | 0 | 1 | 0 | 8 | 8 | 13 | 1 | 1 | 1 | 0 | 1 | 1 | 1 | TRUE | 13 | 0 | 0 | 9.3 | 1 | 0 | 29 | 31 | 45 | 2 | 2 | 1 | 0 | 2 | 1 | 1 | FALSE
7 | 7 | -2 | 0 | 0 | 0 |  | 1 | 4.1 | 4 | 5 | 24 | Floater | No | 0 | 0.0003752 | 0 | 0 | 243900000000 | 243900000000 | 15160000000 | 15160000000 | 0 | 0 | 187700000000 | 0.002322 | 78790000000 | 0.65 | N/A | Yes | BEM | Hydrodynamics | (with | Morison | drag) | 0 | 0 | 0 | 7 | 0 | 0 | -2 | 1 | 0 | 0 | 0 | 0 | 4 | 4 | 5 | 4 | 4 | 1c | 0 | 4 | 2.10E+11 | 8.08E+10 | 7850 | 5 | 0.024 | 7 | 7 | 8 | 7 | 7 | 1c | 0 | 0 | 7 | 2.10E+11 | 8.08E+10 | 7850 | 5 | 0.024 | 7 | 2.10E+11 | 8.08E+10 | 1 | 5 | 0.024 | 7 | 0 | 0 | -2 | 1 | 0 | 7 | 7 | 8 | 1 | 1 | 1 | 0 | 1 | 3 | 1 | TRUE | 13 | 0 | 0 | 9.3 | 1 | 0 | 13 | 13 | 14 | 1 | 1 | 1 | 0 | 1 | 1 | 1 | TRUE | 15 | 0 | 0 | 11 | 1 | 0 | 43 | 46 | 60 | 2 | 2 | 1 | 0 | 2 | 1 | 1 | FALSE
8 | 8 | 0 | 0 | 0 | 0 | TLM1 |  | 4.2 | 5 | 5 | 24 | Floater | No | 0 | 0.0003752 | 0 | 0 | 243900000000 | 243900000000 | 15160000000 | 15160000000 | 0 | 0 | 187700000000 | 0.002322 | 78790000000 | 0.65 | N/A | Yes | BEM | Hydrodynamics | (with | Morison | drag) | 0 | 0 | 0 | 8 | 0 | 0 | 0 | 1 | 0 | 0 | 0 | 0 | [13 empty] | 8 | 8 | 9 | 8 | 8 | 1c | 0 | 0 | 8 | 2.10E+11 | 8.08E+10 | 7850 | 5 | 0.035 | 8 | 2.10E+11 | 8.08E+10 | 1 | 5 | 0.035 | 8 | 0 | 0 | 0 | 1 | 0 | 8 | 8 | 9 | 1 | 1 | 1 | 0 | 1 | 3 | 1 | TRUE | 14 | 0 | 0 | 10 | 1 | 0 | 14 | 14 | 15 | 1 | 1 | 1 | 0 | 1 | 1 | 1 | TRUE | 16 | 12.99 | 22.5 | -14 | 1 | 0 | 57 | 61 | 73 | 3 | 3 | 1 | 0 | 2 | 1 | 1 | FALSE
9 | 9 | 1.797 | 0 | 0 | 0 |  | 1 | 5.1 | 5 | 5 | 24 | Floater | No | 0 | 0.0003752 | 0 | 0 | 243900000000 | 243900000000 | 15160000000 | 15160000000 | 0 | 0 | 187700000000 | 0.002322 | 78790000000 | 0.65 | N/A | Yes | BEM | Hydrodynamics | (with | Morison | drag) | 0 | 0 | 0 | 9 | 0 | 0 | 1.797 | 1 | 0 | 0 | 0 | 0 | 5 | 5 | 6 | 5 | 5 | 1c | 0 | 5 | 2.10E+11 | 8.08E+10 | 7850 | 5 | 0.024 | 9 | 9 | 10 | 9 | 9 | 1c | 0 | 0 | 9 | 2.10E+11 | 8.08E+10 | 7850 | 5 | 0.035 | 9 | 2.10E+11 | 8.08E+10 | 1 | 5 | 0.035 | 9 | 0 | 0 | 1.797 | 1 | 0 | 9 | 9 | 10 | 1 | 1 | 1 | 0 | 1 | 3 | 1 | TRUE | 15 | 0 | 0 | 11 | 1 | 0 | 15 | 16 | 17 | 2 | 2 | 1 | 0 | 1 | 1 | 1 | TRUE | 17 | 12.99 | 22.5 | -12 | 1 | 0 | 69 | 74 | 86 | 3 | 3 | 1 | 0 | 10 | 1 | 1 | FALSE
10 | 10 | 4 | 0 | 0 | 0 |  | 1 | 5.2 | 6 | 5 | 24 | Floater | No | 0 | 0.0003752 | 0 | 0 | 243900000000 | 243900000000 | 15160000000 | 15160000000 | 0 | 0 | 187700000000 | 0.002322 | 78790000000 | 0.65 | N/A | Yes | BEM | Hydrodynamics | (with | Morison | drag) | 0 | 0 | 0 | 10 | 0 | 0 | 4 | 1 | 0 | 0 | 0 | 0 | [13 empty] | 10 | 10 | 11 | 10 | 10 | 1c | 0 | 0 | 10 | 2.10E+11 | 8.08E+10 | 7850 | 5 | 0.035 | 10 | 2.10E+11 | 8.08E+10 | 1 | 5 | 0.035 | 10 | 0 | 0 | 4 | 1 | 0 | 10 | 10 | 11 | 1 | 1 | 1 | 0 | 1 | 3 | 1 | TRUE | 16 | 12.99 | 22.5 | -14 | 1 | 0 | 16 | 17 | 21 | 2 | 2 | 1 | 0 | 1 | 1 | 1 | TRUE | 28 | 12.99 | 22.5 | 9.3 | 1 | 0 | 81 | 87 | 99 | 3 | 3 | 1 | 0 | 10 | 1 | 1 | FALSE
11 | 11 | 6 | 0 | 0 | 0 |  | 1 | 6.1 | 6 | 5 | 24 | Floater | No | 0 | 0.0003752 | 0 | 0 | 243900000000 | 243900000000 | 15160000000 | 15160000000 | 0 | 0 | 187700000000 | 0.002322 | 78790000000 | 0.65 | N/A | Yes | BEM | Hydrodynamics | (with | Morison | drag) | 0 | 0 | 0 | 11 | 0 | 0 | 6 | 1 | 0 | 0 | 0 | 0 | 6 | 6 | 7 | 6 | 6 | 1c | 0 | 6 | 2.10E+11 | 8.08E+10 | 7850 | 5 | 0.024 | 11 | 11 | 12 | 11 | 11 | 1c | 0 | 0 | 11 | 2.10E+11 | 8.08E+10 | 7850 | 5 | 0.035 | 11 | 2.10E+11 | 8.08E+10 | 1 | 5 | 0.035 | 11 | 0 | 0 | 6 | 1 | 0 | 11 | 11 | 12 | 1 | 1 | 1 | 0 | 1 | 3 | 1 | TRUE | 17 | 12.99 | 22.5 | -12 | 1 | 0 | 20 | 21 | 23 | 2 | 2 | 1 | 0 | 1 | 1 | 1 | TRUE | 30 | 12.99 | 22.5 | 11 | 1 | 0 | 93 | 100 | 106 | 3 | 3 | 1 | 0 | 10 | 1 | 1 | FALSE
12 | 12 | 8 | 0 | 0 | 0 |  | 1 | 6.2 | 7 | 5 | 24 | Floater | No | 0 | 0.0003752 | 0 | 0 | 243900000000 | 243900000000 | 15160000000 | 15160000000 | 0 | 0 | 187700000000 | 0.002322 | 78790000000 | 0.65 | N/A | Yes | BEM | Hydrodynamics | (with | Morison | drag) | 0 | 0 | 0 | 12 | 0 | 0 | 8 | 1 | 0 | 0 | 0 | 0 | [13 empty] | 12 | 12 | 13 | 12 | 12 | 1c | 0 | 0 | 12 | 2.10E+11 | 8.08E+10 | 7850 | 5 | 0.035 | 12 | 2.10E+11 | 8.08E+10 | 1 | 5 | 0.035 | 12 | 0 | 0 | 8 | 1 | 0 | 12 | 12 | 13 | 1 | 1 | 1 | 0 | 1 | 3 | 1 | TRUE | 21 | 12.99 | 22.5 | -3 | 1 | 0 | 22 | 23 | 28 | 2 | 2 | 1 | 0 | 1 | 1 | 1 | TRUE | 31 | -25.98 | 0 | -14 | 1 | 0 | 99 | 107 | 113 | 3 | 3 | 1 | 0 | 10 | 1 | 1 | FALSE
13 | 13 | 9.3 | 0 | 0 | 0 |  |  | 7.1 | 7 | 5 | 24 | Floater | No | 0 | 0.0003752 | 0 | 0 | 243900000000 | 243900000000 | 15160000000 | 15160000000 | 0 | 0 | 187700000000 | 0.002322 | 78790000000 | 0.65 | N/A | Yes | BEM | Hydrodynamics | (with | Morison | drag) | 0 | 0 | 0 | 13 | 0 | 0 | 9.3 | 1 | 0 | 0 | 0 | 0 | 7 | 7 | 8 | 7 | 7 | 1c | 0 | 7 | 2.10E+11 | 8.08E+10 | 7850 | 5 | 0.024 | 13 | 13 | 14 | 13 | 13 | 1c | 0 | 0 | 13 | 2.10E+11 | 8.08E+10 | 7850 | 5 | 0.035 | 13 | 2.10E+11 | 8.08E+10 | 1 | 5 | 0.035 | 13 | 0 | 0 | 9.3 | 1 | 0 | 13 | 13 | 14 | 1 | 1 | 1 | 0 | 1 | 3 | 1 | TRUE | 23 | 12.99 | 22.5 | 0 | 1 | 0 | 27 | 28 | 29 | 2 | 2 | 1 | 0 | 1 | 1 | 1 | TRUE | 32 | -25.98 | 0 | -12 | 1 | 0 | 105 | 114 | 120 | 3 | 3 | 1 | 0 | 10 | 1 | 1 | FALSE
14 | 14 | 10 | 0 | 0 | 0 |  |  | 7.2 | 8 | 5 | 24 | Floater | No | 0 | 0.0003752 | 0 | 0 | 243900000000 | 243900000000 | 15160000000 | 15160000000 | 0 | 0 | 187700000000 | 0.002322 | 78790000000 | 0.65 | N/A | Yes | BEM | Hydrodynamics | (with | Morison | drag) | 0 | 0 | 0 | 14 | 0 | 0 | 10 | 1 | 0 | 0 | 0 | 0 | [13 empty] | 14 | 14 | 15 | 14 | 14 | 1c | 0 | 0 | 14 | 2.10E+11 | 8.08E+10 | 7850 | 5 | 0.035 | 14 | 2.10E+11 | 8.08E+10 | 1 | 5 | 0.035 | 14 | 0 | 0 | 10 | 1 | 0 | 14 | 14 | 15 | 1 | 1 | 1 | 0 | 1 | 3 | 1 | TRUE | 28 | 12.99 | 22.5 | 9.3 | 1 | 0 | 28 | 29 | 30 | 2 | 2 | 1 | 0 | 1 | 1 | 1 | TRUE | 43 | -25.98 | 0 | 9.3 | 1 | 0 | 111 | 28 | 61 | 3 | 3 | 1 | 0 | 10 | 1 | 1 | FALSE
15 | 15 | 11 | 0 | 0 | 0 |  |  | 8.1 | 8 | 5 | 35 | Floater | No | 0 | 0.0005459 | 0 | 0 | 353300000000 | 353300000000 | 22060000000 | 22060000000 | 0 | 0 | 271900000000 | 0.003365 | 114600000000 | 0.65 | N/A | Yes | BEM | Hydrodynamics | (with | Morison | drag) | 0 | 0 | 0 | 15 | 0 | 0 | 11 | 1 | 0 | 0 | 0 | 0 | 8 | 8 | 9 | 8 | 8 | 1c | 0 | 8 | 2.10E+11 | 8.08E+10 | 7850 | 5 | 0.035 | 15 | 16 | 17 | 15 | 15 | 1c | 0 | 0 | 15 | 2.10E+11 | 8.08E+10 | 7850 | 10 | 0.022 | 15 | 2.10E+11 | 8.08E+10 | 1 | 10 | 0.022 | 15 | 0 | 0 | 11 | 1 | 0 | 15 | 16 | 17 | 2 | 2 | 1 | 0 | 1 | 3 | 1 | TRUE | 29 | 12.99 | 22.5 | 10 | 1 | 0 | 29 | 31 | 32 | 2 | 2 | 1 | 0 | 1 | 1 | 1 | TRUE | 45 | -25.98 | 0 | 11 | 1 | 0 | 112 | 28 | 99 | 3 | 3 | 1 | 0 | 10 | 1 | 1 | FALSE
1 | 16 | -14 | 12.99 | 22.5 | 0 |  |  | 8.2 | 9 | 5 | 35 | Floater | No | 0 | 0.0005459 | 0 | 0 | 353300000000 | 353300000000 | 22060000000 | 22060000000 | 0 | 0 | 271900000000 | 0.003365 | 114600000000 | 0.65 | N/A | Yes | BEM | Hydrodynamics | (with | Morison | drag) | 0 | 0 | 0 | 16 | 12.99 | 22.5 | -14 | 1 | 0 | 0 | 0 | 0 | [13 empty] | 16 | 17 | 18 | 16 | 16 | 1c | 0 | 0 | 16 | 2.10E+11 | 8.08E+10 | 7850 | 10 | 0.022 | 16 | 2.10E+11 | 8.08E+10 | 1 | 10 | 0.022 | 16 | 12.99 | 22.5 | -14 | 1 | 0 | 16 | 17 | 18 | 2 | 2 | 1 | 0 | 1 | 3 | 1 | TRUE | 30 | 12.99 | 22.5 | 11 | 1 | 0 | 30 | 32 | 36 | 2 | 2 | 1 | 0 | 1 | 1 | 1 | TRUE | 46 | 12.99 | -22.5 | -14 | 1 | 0 | 113 | 28 | 100 | 3 | 3 | 1 | 0 | 10 | 1 | 1 | FALSE
2 | 17 | -12 | 12.99 | 22.5 | 0 |  |  | 9.1 | 9 | 5 | 35 | Floater | No | 0 | 0.0005459 | 0 | 0 | 353300000000 | 353300000000 | 22060000000 | 22060000000 | 0 | 0 | 271900000000 | 0.003365 | 114600000000 | 0.65 | N/A | Yes | BEM | Hydrodynamics | (with | Morison | drag) | 0 | 0 | 0 | 17 | 12.99 | 22.5 | -12 | 1 | 0 | 0 | 0 | 0 | 9 | 9 | 10 | 9 | 9 | 1c | 0 | 9 | 2.10E+11 | 8.08E+10 | 7850 | 5 | 0.035 | 17 | 18 | 19 | 17 | 17 | 1c | 0 | 0 | 17 | 2.10E+11 | 8.08E+10 | 7850 | 10 | 0.022 | 17 | 2.10E+11 | 8.08E+10 | 1 | 10 | 0.022 | 17 | 12.99 | 22.5 | -12 | 1 | 0 | 17 | 18 | 19 | 2 | 2 | 1 | 0 | 1 | 3 | 1 | TRUE | 31 | -25.98 | 0 | -14 | 1 | 0 | 34 | 36 | 38 | 2 | 2 | 1 | 0 | 1 | 1 | 1 | TRUE | 47 | 12.99 | -22.5 | -12 | 1 | 0 | 114 | 43 | 73 | 3 | 3 | 1 | 0 | 10 | 1 | 1 | FALSE
3 | 18 | -10 | 12.99 | 22.5 | 0 |  | 1 | 9.2 | 10 | 5 | 35 | Floater | No | 0 | 0.0005459 | 0 | 0 | 353300000000 | 353300000000 | 22060000000 | 22060000000 | 0 | 0 | 271900000000 | 0.003365 | 114600000000 | 0.65 | N/A | Yes | BEM | Hydrodynamics | (with | Morison | drag) | 0 | 0 | 0 | 18 | 12.99 | 22.5 | -10 | 1 | 0 | 0 | 0 | 0 | [13 empty] | 18 | 19 | 20 | 18 | 18 | 1c | 0 | 0 | 18 | 2.10E+11 | 8.08E+10 | 7850 | 10 | 0.022 | 18 | 2.10E+11 | 8.08E+10 | 1 | 10 | 0.022 | 18 | 12.99 | 22.5 | -10 | 1 | 0 | 18 | 19 | 20 | 2 | 2 | 1 | 0 | 1 | 3 | 1 | TRUE | 32 | -25.98 | 0 | -12 | 1 | 0 | 36 | 38 | 43 | 2 | 2 | 1 | 0 | 1 | 1 | 1 | TRUE | 58 | 12.99 | -22.5 | 9.3 | 1 | 0 | 115 | 43 | 74 | 3 | 3 | 1 | 0 | 10 | 1 | 1 | FALSE
4 | 19 | -7 | 12.99 | 22.5 | 0 |  | 1 | 10.1 | 10 | 5 | 35 | Floater | No | 0 | 0.0005459 | 0 | 0 | 353300000000 | 353300000000 | 22060000000 | 22060000000 | 0 | 0 | 271900000000 | 0.003365 | 114600000000 | 0.65 | N/A | Yes | BEM | Hydrodynamics | (with | Morison | drag) | 0 | 0 | 0 | 19 | 12.99 | 22.5 | -7 | 1 | 0 | 0 | 0 | 0 | 10 | 10 | 11 | 10 | 10 | 1c | 0 | 10 | 2.10E+11 | 8.08E+10 | 7850 | 5 | 0.035 | 19 | 20 | 21 | 19 | 19 | 1c | 0 | 0 | 19 | 2.10E+11 | 8.08E+10 | 7850 | 10 | 0.022 | 19 | 2.10E+11 | 8.08E+10 | 1 | 10 | 0.022 | 19 | 12.99 | 22.5 | -7 | 1 | 0 | 19 | 20 | 21 | 2 | 2 | 1 | 0 | 1 | 3 | 1 | TRUE | 36 | -25.98 | 0 | -3 | 1 | 0 | 41 | 43 | 44 | 2 | 2 | 1 | 0 | 1 | 1 | 1 | TRUE | 60 | 12.99 | -22.5 | 11 | 1 | 0 | 116 | 43 | 113 | 3 | 3 | 1 | 0 | 10 | 1 | 1 | FALSE
5 | 20 | -6 | 12.99 | 22.5 | 0 |  | 1 | 10.2 | 11 | 5 | 35 | Floater | No | 0 | 0.0005459 | 0 | 0 | 353300000000 | 353300000000 | 22060000000 | 22060000000 | 0 | 0 | 271900000000 | 0.003365 | 114600000000 | 0.65 | N/A | Yes | BEM | Hydrodynamics | (with | Morison | drag) | 0 | 0 | 0 | 20 | 12.99 | 22.5 | -6 | 1 | 0 | 0 | 0 | 0 | [13 empty] | 20 | 21 | 22 | 20 | 20 | 1c | 0 | 0 | 20 | 2.10E+11 | 8.08E+10 | 7850 | 10 | 0.02 | 20 | 2.10E+11 | 8.08E+10 | 1 | 10 | 0.02 | 20 | 12.99 | 22.5 | -6 | 1 | 0 | 20 | 21 | 22 | 2 | 2 | 1 | 0 | 1 | 3 | 1 | TRUE | 38 | -25.98 | 0 | 0 | 1 | 0 | 42 | 44 | 45 | 2 | 2 | 1 | 0 | 1 | 1 | 1 | TRUE | 61 | 8.66 | 20 | 9.3 | 1 | 0 | 117 | 58 | 87 | 3 | 3 | 1 | 0 | 10 | 1 | 1 | FALSE
6 | 21 | -3 | 12.99 | 22.5 | 0 |  |  | 11.1 | 11 | 5 | 35 | Floater | No | 0 | 0.0005459 | 0 | 0 | 353300000000 | 353300000000 | 22060000000 | 22060000000 | 0 | 0 | 271900000000 | 0.003365 | 114600000000 | 0.65 | N/A | Yes | BEM | Hydrodynamics | (with | Morison | drag) | 0 | 0 | 0 | 21 | 12.99 | 22.5 | -3 | 1 | 0 | 0 | 0 | 0 | 11 | 11 | 12 | 11 | 11 | 1c | 0 | 11 | 2.10E+11 | 8.08E+10 | 7850 | 5 | 0.035 | 21 | 22 | 23 | 21 | 21 | 1c | 0 | 0 | 21 | 2.10E+11 | 8.08E+10 | 7850 | 10 | 0.02 | 21 | 2.10E+11 | 8.08E+10 | 1 | 10 | 0.02 | 21 | 12.99 | 22.5 | -3 | 1 | 0 | 21 | 22 | 23 | 2 | 2 | 1 | 0 | 1 | 3 | 1 | TRUE | 43 | -25.98 | 0 | 9.3 | 1 | 0 | 43 | 46 | 47 | 2 | 2 | 1 | 0 | 1 | 1 | 1 | TRUE | 73 | -21.651 | 2.5 | 9.3 | 1 | 0 | 118 | 58 | 120 | 3 | 3 | 1 | 0 | 10 | 1 | 1 | FALSE
7 | 22 | -2 | 12.99 | 22.5 | 0 |  | 1 | 11.2 | 12 | 5 | 35 | Floater | No | 0 | 0.0005459 | 0 | 0 | 353300000000 | 353300000000 | 22060000000 | 22060000000 | 0 | 0 | 271900000000 | 0.003365 | 114600000000 | 0.65 | N/A | Yes | BEM | Hydrodynamics | (with | Morison | drag) | 0 | 0 | 0 | 22 | 12.99 | 22.5 | -2 | 1 | 0 | 0 | 0 | 0 | [13 empty] | 22 | 23 | 24 | 22 | 22 | 1c | 0 | 0 | 22 | 2.10E+11 | 8.08E+10 | 7850 | 10 | 0.02 | 22 | 2.10E+11 | 8.08E+10 | 1 | 10 | 0.02 | 22 | 12.99 | 22.5 | -2 | 1 | 0 | 22 | 23 | 24 | 2 | 2 | 1 | 0 | 1 | 3 | 1 | TRUE | 44 | -25.98 | 0 | 10 | 1 | 0 | 44 | 47 | 51 | 2 | 2 | 1 | 0 | 1 | 1 | 1 | TRUE | 74 | -21.651 | -2.5 | 9.3 | 1 | 0 | 119 | 13 | 106 | 3 | 3 | 1 | 0 | 10 | 1 | 1 | FALSE
8 | 23 | 0 | 12.99 | 22.5 | 0 |  |  | 12.1 | 12 | 5 | 35 | Floater | No | 0 | 0.0005459 | 0 | 0 | 353300000000 | 353300000000 | 22060000000 | 22060000000 | 0 | 0 | 271900000000 | 0.003365 | 114600000000 | 0.65 | N/A | Yes | BEM | Hydrodynamics | (with | Morison | drag) | 0 | 0 | 0 | 23 | 12.99 | 22.5 | 0 | 1 | 0 | 0 | 0 | 0 | 12 | 12 | 13 | 12 | 12 | 1c | 0 | 12 | 2.10E+11 | 8.08E+10 | 7850 | 5 | 0.035 | 23 | 24 | 25 | 23 | 23 | 1c | 0 | 0 | 23 | 2.10E+11 | 8.08E+10 | 7850 | 10 | 0.02 | 23 | 2.10E+11 | 8.08E+10 | 1 | 10 | 0.02 | 23 | 12.99 | 22.5 | 0 | 1 | 0 | 23 | 24 | 25 | 2 | 2 | 1 | 0 | 1 | 3 | 1 | TRUE | 45 | -25.98 | 0 | 11 | 1 | 0 | 48 | 51 | 53 | 2 | 2 | 1 | 0 | 1 | 1 | 1 | TRUE | 86 | 8.66 | -20 | 9.3 | 1 | 0 | 120 | 13 | 107 | 3 | 3 | 1 | 0 | 10 | 1 | 1 | FALSE
9 | 24 | 2 | 12.99 | 22.5 | 0 |  | 1 | 12.2 | 13 | 5 | 35 | Floater | No | 0 | 0.0005459 | 0 | 0 | 353300000000 | 353300000000 | 22060000000 | 22060000000 | 0 | 0 | 271900000000 | 0.003365 | 114600000000 | 0.65 | N/A | Yes | BEM | Hydrodynamics | (with | Morison | drag) | 0 | 0 | 0 | 24 | 12.99 | 22.5 | 2 | 1 | 0 | 0 | 0 | 0 | [13 empty] | 24 | 25 | 26 | 24 | 24 | 1c | 0 | 0 | 24 | 2.10E+11 | 8.08E+10 | 7850 | 10 | 0.02 | 24 | 2.10E+11 | 8.08E+10 | 1 | 10 | 0.02 | 24 | 12.99 | 22.5 | 2 | 1 | 0 | 24 | 25 | 26 | 2 | 2 | 1 | 0 | 1 | 3 | 1 | TRUE | 46 | 12.99 | -22.5 | -14 | 1 | 0 | 50 | 53 | 58 | 2 | 2 | 1 | 0 | 1 | 1 | 1 | TRUE | 87 | 12.99 | -17.5 | 9.3 | 1 | 0 | 121 | 13 | 114 | 3 | 3 | 1 | 0 | 10 | 1 | 1 | FALSE
10 | 25 | 5 | 12.99 | 22.5 | 0 |  | 1 | 13.1 | 13 | 5 | 35 | Floater | No | 0 | 0.0005459 | 0 | 0 | 353300000000 | 353300000000 | 22060000000 | 22060000000 | 0 | 0 | 271900000000 | 0.003365 | 114600000000 | 0.65 | N/A | Yes | BEM | Hydrodynamics | (with | Morison | drag) | 0 | 0 | 0 | 25 | 12.99 | 22.5 | 5 | 1 | 0 | 0 | 0 | 0 | 13 | 13 | 14 | 13 | 13 | 1c | 0 | 13 | 2.10E+11 | 8.08E+10 | 7850 | 5 | 0.035 | 25 | 26 | 27 | 25 | 25 | 1c | 0 | 0 | 25 | 2.10E+11 | 8.08E+10 | 7850 | 10 | 0.02 | 25 | 2.10E+11 | 8.08E+10 | 1 | 10 | 0.02 | 25 | 12.99 | 22.5 | 5 | 1 | 0 | 25 | 26 | 27 | 2 | 2 | 1 | 0 | 1 | 3 | 1 | TRUE | 47 | 12.99 | -22.5 | -12 | 1 | 0 | 55 | 58 | 59 | 2 | 2 | 1 | 0 | 1 | 1 | 1 | TRUE | 99 | 12.99 | 17.5 | 9.3 | 1 | 0 | 122 | 17 | 121 | 3 | 3 | 1 | 0 | 10 | 1 | 1 | FALSE
11 | 26 | 6 | 12.99 | 22.5 | 0 |  | 1 | 13.2 | 14 | 5 | 35 | Floater | No | 0 | 0.0005459 | 0 | 0 | 353300000000 | 353300000000 | 22060000000 | 22060000000 | 0 | 0 | 271900000000 | 0.003365 | 114600000000 | 0.65 | N/A | Yes | BEM | Hydrodynamics | (with | Morison | drag) | 0 | 0 | 0 | 26 | 12.99 | 22.5 | 6 | 1 | 0 | 0 | 0 | 0 | [13 empty] | 26 | 27 | 28 | 26 | 26 | 1c | 0 | 0 | 26 | 2.10E+11 | 8.08E+10 | 7850 | 10 | 0.02 | 26 | 2.10E+11 | 8.08E+10 | 1 | 10 | 0.02 | 26 | 12.99 | 22.5 | 6 | 1 | 0 | 26 | 27 | 28 | 2 | 2 | 1 | 0 | 1 | 3 | 1 | TRUE | 51 | 12.99 | -22.5 | -3 | 1 | 0 | 56 | 59 | 60 | 2 | 2 | 1 | 0 | 1 | 1 | 1 | TRUE | 100 | 10.49 | 18.17 | 9.3 | 1 | 0 | 123 | 121 | 133 | 3 | 3 | 1 | 0 | 10 | 1 | 1 | FALSE
12 | 27 | 8 | 12.99 | 22.5 | 0 |  | 1 | 14.1 | 14 | 5 | 35 | Floater | No | 0 | 0.0005459 | 0 | 0 | 353300000000 | 353300000000 | 22060000000 | 22060000000 | 0 | 0 | 271900000000 | 0.003365 | 114600000000 | 0.65 | N/A | Yes | BEM | Hydrodynamics | (with | Morison | drag) | 0 | 0 | 0 | 27 | 12.99 | 22.5 | 8 | 1 | 0 | 0 | 0 | 0 | 14 | 14 | 15 | 14 | 14 | 1c | 0 | 14 | 2.10E+11 | 8.08E+10 | 7850 | 5 | 0.035 | 27 | 28 | 29 | 27 | 27 | 1c | 0 | 0 | 27 | 2.10E+11 | 8.08E+10 | 7850 | 10 | 0.02 | 27 | 2.10E+11 | 8.08E+10 | 1 | 10 | 0.02 | 27 | 12.99 | 22.5 | 8 | 1 | 0 | 27 | 28 | 29 | 2 | 2 | 1 | 0 | 1 | 3 | 1 | TRUE | 53 | 12.99 | -22.5 | 0 | 1 | 0 | 57 | 61 | 62 | 3 | 3 | 1 | 0 | 1 | 1 | 1 | TRUE | 106 | 1.25 | 2.17 | 9.3 | 1 | 0 | 135 | 133 | 32 | 3 | 3 | 1 | 0 | 10 | 1 | 1 | FALSE
13 | 28 | 9.3 | 12.99 | 22.5 | 0 |  |  | 14.2 | 15 | 5 | 35 | Floater | No | 0 | 0.0005459 | 0 | 0 | 353300000000 | 353300000000 | 22060000000 | 22060000000 | 0 | 0 | 271900000000 | 0.003365 | 114600000000 | 0.65 | N/A | Yes | BEM | Hydrodynamics | (with | Morison | drag) | 0 | 0 | 0 | 28 | 12.99 | 22.5 | 9.3 | 1 | 0 | 0 | 0 | 0 | [13 empty] | 28 | 29 | 30 | 28 | 28 | 1c | 0 | 0 | 28 | 2.10E+11 | 8.08E+10 | 7850 | 10 | 0.02 | 28 | 2.10E+11 | 8.08E+10 | 1 | 10 | 0.02 | 28 | 12.99 | 22.5 | 9.3 | 1 | 0 | 28 | 29 | 30 | 2 | 2 | 1 | 0 | 1 | 3 | 1 | TRUE | 58 | 12.99 | -22.5 | 9.3 | 1 | 0 | 58 | 62 | 63 | 3 | 3 | 1 | 0 | 1 | 1 | 1 | TRUE | 107 | -2.25 | 0 | 9.3 | 1 | 0 | 136 | 47 | 147 | 3 | 3 | 1 | 0 | 10 | 1 | 1 | FALSE
14 | 29 | 10 | 12.99 | 22.5 | 0 |  |  | 15.1 | 16 | 10 | 22 | Floater | No | 0 | 0.0006896 | 0 | 0 | 1802000000000 | 1802000000000 | 27860000000 | 27860000000 | 0 | 0 | 1387000000000 | 0.017165 | 144800000000 | 0.65 | N/A | Yes | BEM | Hydrodynamics | (with | Morison | drag) | 0 | 0 | 0 | 29 | 12.99 | 22.5 | 10 | 1 | 0 | 0 | 0 | 0 | 15 | 16 | 17 | 15 | 15 | 1c | 0 | 15 | 2.10E+11 | 8.08E+10 | 7850 | 10 | 0.022 | 29 | 31 | 32 | 29 | 29 | 1c | 0 | 0 | 29 | 2.10E+11 | 8.08E+10 | 7850 | 10 | 0.022 | 29 | 2.10E+11 | 8.08E+10 | 1 | 10 | 0.022 | 29 | 12.99 | 22.5 | 10 | 1 | 0 | 29 | 31 | 32 | 2 | 2 | 1 | 0 | 1 | 3 | 1 | TRUE | 59 | 12.99 | -22.5 | 10 | 1 | 0 | 59 | 63 | 67 | 3 | 3 | 1 | 0 | 1 | 1 | 1 | TRUE | 113 | -20.981 | 0 | 9.3 | 1 | 0 | 137 | 147 | 159 | 3 | 3 | 1 | 0 | 10 | 1 | 1 | FALSE
15 | 30 | 11 | 12.99 | 22.5 | 0 |  |  | 15.2 | 17 | 10 | 22 | Floater | No | 0 | 0.0006896 | 0 | 0 | 1802000000000 | 1802000000000 | 27860000000 | 27860000000 | 0 | 0 | 1387000000000 | 0.017165 | 144800000000 | 0.65 | N/A | Yes | BEM | Hydrodynamics | (with | Morison | drag) | 0 | 0 | 0 | 30 | 12.99 | 22.5 | 11 | 1 | 0 | 0 | 0 | 0 | [13 empty] | 30 | 32 | 33 | 30 | 30 | 1c | 0 | 0 | 30 | 2.10E+11 | 8.08E+10 | 7850 | 10 | 0.022 | 30 | 2.10E+11 | 8.08E+10 | 1 | 10 | 0.022 | 30 | 12.99 | 22.5 | 11 | 1 | 0 | 30 | 32 | 33 | 2 | 2 | 1 | 0 | 1 | 3 | 1 | TRUE | 60 | 12.99 | -22.5 | 11 | 1 | 0 | 63 | 67 | 71 | 3 | 3 | 1 | 0 | 2 | 1 | 1 | TRUE | 114 | 1.25 | -2.17 | 9.3 | 1 | 0 | 149 | 159 | 17 | 3 | 3 | 1 | 0 | 10 | 1 | 1 | FALSE
1 | 31 | -14 | -25.98 | 0 | 0 |  |  | 16.1 | 17 | 10 | 22 | Floater | No | 0 | 0.0006896 | 0 | 0 | 1802000000000 | 1802000000000 | 27860000000 | 27860000000 | 0 | 0 | 1387000000000 | 0.017165 | 144800000000 | 0.65 | N/A | Yes | BEM | Hydrodynamics | (with | Morison | drag) | 0 | 0 | 0 | 31 | -25.98 | 0 | -14 | 1 | 0 | 0 | 0 | 0 | 16 | 17 | 18 | 16 | 16 | 1c | 0 | 16 | 2.10E+11 | 8.08E+10 | 7850 | 10 | 0.022 | 31 | 33 | 34 | 31 | 31 | 1c | 0 | 0 | 31 | 2.10E+11 | 8.08E+10 | 7850 | 10 | 0.022 | 31 | 2.10E+11 | 8.08E+10 | 1 | 10 | 0.022 | 31 | -25.98 | 0 | -14 | 1 | 0 | 31 | 33 | 34 | 2 | 2 | 1 | 0 | 1 | 3 | 1 | TRUE | 61 | 8.66 | 20 | 9.3 | 1 | 0 | 67 | 71 | 72 | 3 | 3 | 1 | 0 | 2 | 1 | 1 | TRUE | 120 | 10.49 | -18.17 | 9.3 | 1 | 0 | 150 | 17 | 160 | 3 | 3 | 1 | 0 | 10 | 1 | 1 | FALSE
2 | 32 | -12 | -25.98 | 0 | 0 |  |  | 16.2 | 18 | 10 | 22 | Floater | No | 0 | 0.0006896 | 0 | 0 | 1802000000000 | 1802000000000 | 27860000000 | 27860000000 | 0 | 0 | 1387000000000 | 0.017165 | 144800000000 | 0.65 | N/A | Yes | BEM | Hydrodynamics | (with | Morison | drag) | 0 | 0 | 0 | 32 | -25.98 | 0 | -12 | 1 | 0 | 0 | 0 | 0 | [13 empty] | 32 | 34 | 35 | 32 | 32 | 1c | 0 | 0 | 32 | 2.10E+11 | 8.08E+10 | 7850 | 10 | 0.022 | 32 | 2.10E+11 | 8.08E+10 | 1 | 10 | 0.022 | 32 | -25.98 | 0 | -12 | 1 | 0 | 32 | 34 | 35 | 2 | 2 | 1 | 0 | 1 | 3 | 1 | TRUE | 62 | 7.708 | 19.45 | 9.3 | 1 | 0 | 68 | 72 | 73 | 3 | 3 | 1 | 0 | 2 | 1 | 1 | TRUE | 121 | 8.66 | 20 | -12 | 1 | 0 | 151 | 160 | 166 | 3 | 3 | 1 | 0 | 10 | 1 | 1 | FALSE
3 | 33 | -10 | -25.98 | 0 | 0 |  | 1 | 17.1 | 18 | 10 | 22 | Floater | No | 0 | 0.0006896 | 0 | 0 | 1802000000000 | 1802000000000 | 27860000000 | 27860000000 | 0 | 0 | 1387000000000 | 0.017165 | 144800000000 | 0.65 | N/A | Yes | BEM | Hydrodynamics | (with | Morison | drag) | 0 | 0 | 0 | 33 | -25.98 | 0 | -10 | 1 | 0 | 0 | 0 | 0 | 17 | 18 | 19 | 17 | 17 | 1c | 0 | 17 | 2.10E+11 | 8.08E+10 | 7850 | 10 | 0.022 | 33 | 35 | 36 | 33 | 33 | 1c | 0 | 0 | 33 | 2.10E+11 | 8.08E+10 | 7850 | 10 | 0.022 | 33 | 2.10E+11 | 8.08E+10 | 1 | 10 | 0.022 | 33 | -25.98 | 0 | -10 | 1 | 0 | 33 | 35 | 36 | 2 | 2 | 1 | 0 | 1 | 3 | 1 | TRUE | 63 | 7.104 | 19.1015 | 9.3 | 1 | 0 | 69 | 74 | 75 | 3 | 3 | 1 | 0 | 2 | 1 | 1 | TRUE | 133 | -21.651 | 2.5 | -12 | 1 | 0 | 157 | 166 | 2 | 3 | 3 | 1 | 0 | 10 | 1 | 1 | FALSE
4 | 34 | -7 | -25.98 | 0 | 0 |  | 1 | 17.2 | 19 | 10 | 22 | Floater | No | 0 | 0.0006896 | 0 | 0 | 1802000000000 | 1802000000000 | 27860000000 | 27860000000 | 0 | 0 | 1387000000000 | 0.017165 | 144800000000 | 0.65 | N/A | Yes | BEM | Hydrodynamics | (with | Morison | drag) | 0 | 0 | 0 | 34 | -25.98 | 0 | -7 | 1 | 0 | 0 | 0 | 0 | [13 empty] | 34 | 36 | 37 | 34 | 34 | 1c | 0 | 0 | 34 | 2.10E+11 | 8.08E+10 | 7850 | 10 | 0.02 | 34 | 2.10E+11 | 8.08E+10 | 1 | 10 | 0.02 | 34 | -25.98 | 0 | -7 | 1 | 0 | 34 | 36 | 37 | 2 | 2 | 1 | 0 | 1 | 3 | 1 | TRUE | 67 | -6.495 | 11.25 | 9.3 | 1 | 0 | 70 | 75 | 76 | 3 | 3 | 1 | 0 | 2 | 1 | 1 | TRUE | 134 | -21.651 | -2.5 | -12 | 1 | 0 | 158 | 2 | 167 | 3 | 3 | 1 | 0 | 10 | 1 | 1 | FALSE
5 | 35 | -6 | -25.98 | 0 | 0 |  | 1 | 18.1 | 19 | 10 | 22 | Floater | No | 0 | 0.0006896 | 0 | 0 | 1802000000000 | 1802000000000 | 27860000000 | 27860000000 | 0 | 0 | 1387000000000 | 0.017165 | 144800000000 | 0.65 | N/A | Yes | BEM | Hydrodynamics | (with | Morison | drag) | 0 | 0 | 0 | 35 | -25.98 | 0 | -6 | 1 | 0 | 0 | 0 | 0 | 18 | 19 | 20 | 18 | 18 | 1c | 0 | 18 | 2.10E+11 | 8.08E+10 | 7850 | 10 | 0.022 | 35 | 37 | 38 | 35 | 35 | 1c | 0 | 0 | 35 | 2.10E+11 | 8.08E+10 | 7850 | 10 | 0.02 | 35 | 2.10E+11 | 8.08E+10 | 1 | 10 | 0.02 | 35 | -25.98 | 0 | -6 | 1 | 0 | 35 | 37 | 38 | 2 | 2 | 1 | 0 | 1 | 3 | 1 | TRUE | 71 | -20.0943 | 3.3985 | 9.3 | 1 | 0 | 71 | 76 | 80 | 3 | 3 | 1 | 0 | 2 | 1 | 1 | TRUE | 146 | 8.66 | -20 | -12 | 1 | 0 | 159 | 167 | 173 | 3 | 3 | 1 | 0 | 10 | 1 | 1 | FALSE
6 | 36 | -3 | -25.98 | 0 | 0 |  |  | 18.2 | 20 | 10 | 22 | Floater | No | 0 | 0.0006896 | 0 | 0 | 1802000000000 | 1802000000000 | 27860000000 | 27860000000 | 0 | 0 | 1387000000000 | 0.017165 | 144800000000 | 0.65 | N/A | Yes | BEM | Hydrodynamics | (with | Morison | drag) | 0 | 0 | 0 | 36 | -25.98 | 0 | -3 | 1 | 0 | 0 | 0 | 0 | [13 empty] | 36 | 38 | 39 | 36 | 36 | 1c | 0 | 0 | 36 | 2.10E+11 | 8.08E+10 | 7850 | 10 | 0.02 | 36 | 2.10E+11 | 8.08E+10 | 1 | 10 | 0.02 | 36 | -25.98 | 0 | -3 | 1 | 0 | 36 | 38 | 39 | 2 | 2 | 1 | 0 | 1 | 3 | 1 | TRUE | 72 | -20.698 | 3.05 | 9.3 | 1 | 0 | 75 | 80 | 84 | 3 | 3 | 1 | 0 | 2 | 1 | 1 | TRUE | 147 | 12.99 | -17.5 | -12 | 1 | 0 | 165 | 173 | 32 | 3 | 3 | 1 | 0 | 10 | 1 | 1 | FALSE
7 | 37 | -2 | -25.98 | 0 | 0 |  | 1 | 19.1 | 20 | 10 | 22 | Floater | No | 0 | 0.0006896 | 0 | 0 | 1802000000000 | 1802000000000 | 27860000000 | 27860000000 | 0 | 0 | 1387000000000 | 0.017165 | 144800000000 | 0.65 | N/A | Yes | BEM | Hydrodynamics | (with | Morison | drag) | 0 | 0 | 0 | 37 | -25.98 | 0 | -2 | 1 | 0 | 0 | 0 | 0 | 19 | 20 | 21 | 19 | 19 | 1c | 0 | 19 | 2.10E+11 | 8.08E+10 | 7850 | 10 | 0.022 | 37 | 39 | 40 | 37 | 37 | 1c | 0 | 0 | 37 | 2.10E+11 | 8.08E+10 | 7850 | 10 | 0.02 | 37 | 2.10E+11 | 8.08E+10 | 1 | 10 | 0.02 | 37 | -25.98 | 0 | -2 | 1 | 0 | 37 | 39 | 40 | 2 | 2 | 1 | 0 | 1 | 3 | 1 | TRUE | 73 | -21.651 | 2.5 | 9.3 | 1 | 0 | 79 | 84 | 85 | 3 | 3 | 1 | 0 | 2 | 1 | 1 | TRUE | 159 | 12.99 | 17.5 | -12 | 1 | 0 | 166 | 2 | 174 | 3 | 3 | 1 | 0 | 10 | 1 | 1 | FALSE
8 | 38 | 0 | -25.98 | 0 | 0 |  |  | 19.2 | 21 | 10 | 22 | Floater | No | 0 | 0.0006896 | 0 | 0 | 1802000000000 | 1802000000000 | 27860000000 | 27860000000 | 0 | 0 | 1387000000000 | 0.017165 | 144800000000 | 0.65 | N/A | Yes | BEM | Hydrodynamics | (with | Morison | drag) | 0 | 0 | 0 | 38 | -25.98 | 0 | 0 | 1 | 0 | 0 | 0 | 0 | [13 empty] | 38 | 40 | 41 | 38 | 38 | 1c | 0 | 0 | 38 | 2.10E+11 | 8.08E+10 | 7850 | 10 | 0.02 | 38 | 2.10E+11 | 8.08E+10 | 1 | 10 | 0.02 | 38 | -25.98 | 0 | 0 | 1 | 0 | 38 | 40 | 41 | 2 | 2 | 1 | 0 | 1 | 3 | 1 | TRUE | 74 | -21.651 | -2.5 | 9.3 | 1 | 0 | 80 | 85 | 86 | 3 | 3 | 1 | 0 | 2 | 1 | 1 | TRUE | 160 | 10.49 | 18.17 | -12 | 1 | 0 | 167 | 174 | 180 | 3 | 3 | 1 | 0 | 10 | 1 | 1 | FALSE
9 | 39 | 2 | -25.98 | 0 | 0 |  | 1 | 20.1 | 21 | 10 | 20 | Floater | No | 0 | 0.0006271 | 0 | 0 | 1639000000000 | 1639000000000 | 25330000000 | 25330000000 | 0 | 0 | 1262000000000 | 0.015614 | 131700000000 | 0.65 | N/A | Yes | BEM | Hydrodynamics | (with | Morison | drag) | 0 | 0 | 0 | 39 | -25.98 | 0 | 2 | 1 | 0 | 0 | 0 | 0 | 20 | 21 | 22 | 20 | 20 | 1c | 0 | 20 | 2.10E+11 | 8.08E+10 | 7850 | 10 | 0.02 | 39 | 41 | 42 | 39 | 39 | 1c | 0 | 0 | 39 | 2.10E+11 | 8.08E+10 | 7850 | 10 | 0.02 | 39 | 2.10E+11 | 8.08E+10 | 1 | 10 | 0.02 | 39 | -25.98 | 0 | 2 | 1 | 0 | 39 | 41 | 42 | 2 | 2 | 1 | 0 | 1 | 3 | 1 | TRUE | 75 | -20.698 | -3.05 | 9.3 | 1 | 0 | 81 | 87 | 88 | 3 | 3 | 1 | 0 | 2 | 1 | 1 | TRUE | 166 | 1.25 | 2.17 | -12 | 1 | 0 | 173 | 180 | 47 | 3 | 3 | 1 | 0 | 10 | 1 | 1 | FALSE
10 | 40 | 5 | -25.98 | 0 | 0 |  | 1 | 20.2 | 22 | 10 | 20 | Floater | No | 0 | 0.0006271 | 0 | 0 | 1639000000000 | 1639000000000 | 25330000000 | 25330000000 | 0 | 0 | 1262000000000 | 0.015614 | 131700000000 | 0.65 | N/A | Yes | BEM | Hydrodynamics | (with | Morison | drag) | 0 | 0 | 0 | 40 | -25.98 | 0 | 5 | 1 | 0 | 0 | 0 | 0 | [13 empty] | 40 | 42 | 43 | 40 | 40 | 1c | 0 | 0 | 40 | 2.10E+11 | 8.08E+10 | 7850 | 10 | 0.02 | 40 | 2.10E+11 | 8.08E+10 | 1 | 10 | 0.02 | 40 | -25.98 | 0 | 5 | 1 | 0 | 40 | 42 | 43 | 2 | 2 | 1 | 0 | 1 | 3 | 1 | TRUE | 76 | -20.0943 | -3.3985 | 9.3 | 1 | 0 | 82 | 88 | 89 | 3 | 3 | 1 | 0 | 2 | 1 | 1 | TRUE | 167 | -2.75 | 0 | -12 | 1 | 0 | 174 | 32 | 134 | 3 | 3 | 1 | 0 | 10 | 1 | 1 | FALSE
11 | 41 | 6 | -25.98 | 0 | 0 |  | 1 | 21.1 | 22 | 10 | 20 | Floater | No | 0 | 0.0006271 | 0 | 0 | 1639000000000 | 1639000000000 | 25330000000 | 25330000000 | 0 | 0 | 1262000000000 | 0.015614 | 131700000000 | 0.65 | N/A | Yes | BEM | Hydrodynamics | (with | Morison | drag) | 0 | 0 | 0 | 41 | -25.98 | 0 | 6 | 1 | 0 | 0 | 0 | 0 | 21 | 22 | 23 | 21 | 21 | 1c | 0 | 21 | 2.10E+11 | 8.08E+10 | 7850 | 10 | 0.02 | 41 | 43 | 44 | 41 | 41 | 1c | 0 | 0 | 41 | 2.10E+11 | 8.08E+10 | 7850 | 10 | 0.02 | 41 | 2.10E+11 | 8.08E+10 | 1 | 10 | 0.02 | 41 | -25.98 | 0 | 6 | 1 | 0 | 41 | 43 | 44 | 2 | 2 | 1 | 0 | 1 | 3 | 1 | TRUE | 80 | -6.495 | -11.25 | 9.3 | 1 | 0 | 83 | 89 | 93 | 3 | 3 | 1 | 0 | 2 | 1 | 1 | TRUE | 173 | -20.981 | 0 | -12 | 1 | 0 | 175 | 134 | 146 | 3 | 3 | 1 | 0 | 10 | 1 | 1 | FALSE
12 | 42 | 8 | -25.98 | 0 | 0 |  | 1 | 21.2 | 23 | 10 | 20 | Floater | No | 0 | 0.0006271 | 0 | 0 | 1639000000000 | 1639000000000 | 25330000000 | 25330000000 | 0 | 0 | 1262000000000 | 0.015614 | 131700000000 | 0.65 | N/A | Yes | BEM | Hydrodynamics | (with | Morison | drag) | 0 | 0 | 0 | 42 | -25.98 | 0 | 8 | 1 | 0 | 0 | 0 | 0 | [13 empty] | 42 | 44 | 45 | 42 | 42 | 1c | 0 | 0 | 42 | 2.10E+11 | 8.08E+10 | 7850 | 10 | 0.02 | 42 | 2.10E+11 | 8.08E+10 | 1 | 10 | 0.02 | 42 | -25.98 | 0 | 8 | 1 | 0 | 42 | 44 | 45 | 2 | 2 | 1 | 0 | 1 | 3 | 1 | TRUE | 84 | 7.104 | -19.1015 | 9.3 | 1 | 0 | 87 | 93 | 97 | 3 | 3 | 1 | 0 | 2 | 1 | 1 | TRUE | 174 | 1.25 | -2.17 | -12 | 1 | 0 | 187 | 146 | 47 | 3 | 3 | 1 | 0 | 10 | 1 | 1 | FALSE
13 | 43 | 9.3 | -25.98 | 0 | 0 |  |  | 22.1 | 23 | 10 | 20 | Floater | No | 0 | 0.0006271 | 0 | 0 | 1639000000000 | 1639000000000 | 25330000000 | 25330000000 | 0 | 0 | 1262000000000 | 0.015614 | 131700000000 | 0.65 | N/A | Yes | BEM | Hydrodynamics | (with | Morison | drag) | 0 | 0 | 0 | 43 | -25.98 | 0 | 9.3 | 1 | 0 | 0 | 0 | 0 | 22 | 23 | 24 | 22 | 22 | 1c | 0 | 22 | 2.10E+11 | 8.08E+10 | 7850 | 10 | 0.02 | 43 | 46 | 47 | 43 | 43 | 1c | 0 | 0 | 43 | 2.10E+11 | 8.08E+10 | 7850 | 10 | 0.022 | 43 | 2.10E+11 | 8.08E+10 | 1 | 10 | 0.022 | 43 | -25.98 | 0 | 9.3 | 1 | 0 | 43 | 46 | 47 | 2 | 2 | 1 | 0 | 1 | 3 | 1 | TRUE | 85 | 7.708 | -19.45 | 9.3 | 1 | 0 | 91 | 97 | 98 | 3 | 3 | 1 | 0 | 2 | 1 | 1 | TRUE | 180 | 10.49 | -18.17 | -12 | 1 | 0 | 194 | 15 | 229 | 1 | 1 | 1 | 0 | 10 | 1 | 1 | FALSE
14 | 44 | 10 | -25.98 | 0 | 0 |  |  | 22.2 | 24 | 10 | 20 | Floater | No | 0 | 0.0006271 | 0 | 0 | 1639000000000 | 1639000000000 | 25330000000 | 25330000000 | 0 | 0 | 1262000000000 | 0.015614 | 131700000000 | 0.65 | N/A | Yes | BEM | Hydrodynamics | (with | Morison | drag) | 0 | 0 | 0 | 44 | -25.98 | 0 | 10 | 1 | 0 | 0 | 0 | 0 | [13 empty] | 44 | 47 | 48 | 44 | 44 | 1c | 0 | 0 | 44 | 2.10E+11 | 8.08E+10 | 7850 | 10 | 0.022 | 44 | 2.10E+11 | 8.08E+10 | 1 | 10 | 0.022 | 44 | -25.98 | 0 | 10 | 1 | 0 | 44 | 47 | 48 | 2 | 2 | 1 | 0 | 1 | 3 | 1 | TRUE | 86 | 8.66 | -20 | 9.3 | 1 | 0 | 92 | 98 | 99 | 3 | 3 | 1 | 0 | 2 | 1 | 1 | TRUE | 229 | 0 | 0 | 12 | 1 | 0 | 223 | 86 | 58 | 3 | 3 | 1 | 0 | 10 | 1 | 1 | FALSE
15 | 45 | 11 | -25.98 | 0 | 0 |  |  | 23.1 | 24 | 10 | 20 | Floater | No | 0 | 0.0006271 | 0 | 0 | 1639000000000 | 1639000000000 | 25330000000 | 25330000000 | 0 | 0 | 1262000000000 | 0.015614 | 131700000000 | 0.65 | N/A | Yes | BEM | Hydrodynamics | (with | Morison | drag) | 0 | 0 | 0 | 45 | -25.98 | 0 | 11 | 1 | 0 | 0 | 0 | 0 | 23 | 24 | 25 | 23 | 23 | 1c | 0 | 23 | 2.10E+11 | 8.08E+10 | 7850 | 10 | 0.02 | 45 | 48 | 49 | 45 | 45 | 1c | 0 | 0 | 45 | 2.10E+11 | 8.08E+10 | 7850 | 10 | 0.022 | 45 | 2.10E+11 | 8.08E+10 | 1 | 10 | 0.022 | 45 | -25.98 | 0 | 11 | 1 | 0 | 45 | 48 | 49 | 2 | 2 | 1 | 0 | 1 | 3 | 1 | TRUE | 87 | 12.99 | -17.5 | 9.3 | 1 | 0 | 93 | 100 | 101 | 3 | 3 | 1 | 0 | 2 | 1 | 1 | TRUE
1 | 46 | -14 | 12.99 | -22.5 | 0 |  |  | 23.2 | 25 | 10 | 20 | Floater | No | 0 | 0.0006271 | 0 | 0 | 1639000000000 | 1639000000000 | 25330000000 | 25330000000 | 0 | 0 | 1262000000000 | 0.015614 | 131700000000 | 0.65 | N/A | Yes | BEM | Hydrodynamics | (with | Morison | drag) | 0 | 0 | 0 | 46 | 12.99 | -22.5 | -14 | 1 | 0 | 0 | 0 | 0 | [13 empty] | 46 | 49 | 50 | 46 | 46 | 1c | 0 | 0 | 46 | 2.10E+11 | 8.08E+10 | 7850 | 10 | 0.022 | 46 | 2.10E+11 | 8.08E+10 | 1 | 10 | 0.022 | 46 | 12.99 | -22.5 | -14 | 1 | 0 | 46 | 49 | 50 | 2 | 2 | 1 | 0 | 1 | 3 | 1 | TRUE | 88 | 12.99 | -16.4 | 9.3 | 1 | 0 | 94 | 101 | 105 | 3 | 3 | 1 | 0 | 2 | 1 | 1 | TRUE
2 | 47 | -12 | 12.99 | -22.5 | 0 |  |  | 24.1 | 25 | 10 | 20 | Floater | No | 0 | 0.0006271 | 0 | 0 | 1639000000000 | 1639000000000 | 25330000000 | 25330000000 | 0 | 0 | 1262000000000 | 0.015614 | 131700000000 | 0.65 | N/A | Yes | BEM | Hydrodynamics | (with | Morison | drag) | 0 | 0 | 0 | 47 | 12.99 | -22.5 | -12 | 1 | 0 | 0 | 0 | 0 | 24 | 25 | 26 | 24 | 24 | 1c | 0 | 24 | 2.10E+11 | 8.08E+10 | 7850 | 10 | 0.02 | 47 | 50 | 51 | 47 | 47 | 1c | 0 | 0 | 47 | 2.10E+11 | 8.08E+10 | 7850 | 10 | 0.022 | 47 | 2.10E+11 | 8.08E+10 | 1 | 10 | 0.022 | 47 | 12.99 | -22.5 | -12 | 1 | 0 | 47 | 50 | 51 | 2 | 2 | 1 | 0 | 1 | 3 | 1 | TRUE | 89 | 12.99 | -15.7028 | 9.3 | 1 | 0 | 98 | 105 | 106 | 3 | 3 | 1 | 0 | 2 | 1 | 1 | TRUE
3 | 48 | -10 | 12.99 | -22.5 | 0 |  | 1 | 24.2 | 26 | 10 | 20 | Floater | No | 0 | 0.0006271 | 0 | 0 | 1639000000000 | 1639000000000 | 25330000000 | 25330000000 | 0 | 0 | 1262000000000 | 0.015614 | 131700000000 | 0.65 | N/A | Yes | BEM | Hydrodynamics | (with | Morison | drag) | 0 | 0 | 0 | 48 | 12.99 | -22.5 | -10 | 1 | 0 | 0 | 0 | 0 | [13 empty] | 48 | 51 | 52 | 48 | 48 | 1c | 0 | 0 | 48 | 2.10E+11 | 8.08E+10 | 7850 | 10 | 0.02 | 48 | 2.10E+11 | 8.08E+10 | 1 | 10 | 0.02 | 48 | 12.99 | -22.5 | -10 | 1 | 0 | 48 | 51 | 52 | 2 | 2 | 1 | 0 | 1 | 3 | 1 | TRUE | 93 | 12.99 | 0 | 9.3 | 1 | 0 | 99 | 107 | 108 | 3 | 3 | 1 | 0 | 2 | 1 | 1 | TRUE
4 | 49 | -8 | 12.99 | -22.5 | 0 |  | 1 | 25.1 | 26 | 10 | 20 | Floater | No | 0 | 0.0006271 | 0 | 0 | 1639000000000 | 1639000000000 | 25330000000 | 25330000000 | 0 | 0 | 1262000000000 | 0.015614 | 131700000000 | 0.65 | N/A | Yes | BEM | Hydrodynamics | (with | Morison | drag) | 0 | 0 | 0 | 49 | 12.99 | -22.5 | -8 | 1 | 0 | 0 | 0 | 0 | 25 | 26 | 27 | 25 | 25 | 1c | 0 | 25 | 2.10E+11 | 8.08E+10 | 7850 | 10 | 0.02 | 49 | 52 | 53 | 49 | 49 | 1c | 0 | 0 | 49 | 2.10E+11 | 8.08E+10 | 7850 | 10 | 0.02 | 49 | 2.10E+11 | 8.08E+10 | 1 | 10 | 0.02 | 49 | 12.99 | -22.5 | -8 | 1 | 0 | 49 | 52 | 53 | 2 | 2 | 1 | 0 | 1 | 3 | 1 | TRUE | 97 | 12.99 | 15.7028 | 9.3 | 1 | 0 | 100 | 108 | 112 | 3 | 3 | 1 | 0 | 2 | 1 | 1 | TRUE
5 | 50 | -6 | 12.99 | -22.5 | 0 |  | 1 | 25.2 | 27 | 10 | 20 | Floater | No | 0 | 0.0006271 | 0 | 0 | 1639000000000 | 1639000000000 | 25330000000 | 25330000000 | 0 | 0 | 1262000000000 | 0.015614 | 131700000000 | 0.65 | N/A | Yes | BEM | Hydrodynamics | (with | Morison | drag) | 0 | 0 | 0 | 50 | 12.99 | -22.5 | -6 | 1 | 0 | 0 | 0 | 0 | [13 empty] | 50 | 53 | 54 | 50 | 50 | 1c | 0 | 0 | 50 | 2.10E+11 | 8.08E+10 | 7850 | 10 | 0.02 | 50 | 2.10E+11 | 8.08E+10 | 1 | 10 | 0.02 | 50 | 12.99 | -22.5 | -6 | 1 | 0 | 50 | 53 | 54 | 2 | 2 | 1 | 0 | 1 | 3 | 1 | TRUE | 98 | 12.99 | 16.4 | 9.3 | 1 | 0 | 104 | 112 | 113 | 3 | 3 | 1 | 0 | 2 | 1 | 1 | TRUE
6 | 51 | -3 | 12.99 | -22.5 | 0 |  |  | 26.1 | 27 | 10 | 20 | Floater | No | 0 | 0.0006271 | 0 | 0 | 1639000000000 | 1639000000000 | 25330000000 | 25330000000 | 0 | 0 | 1262000000000 | 0.015614 | 131700000000 | 0.65 | N/A | Yes | BEM | Hydrodynamics | (with | Morison | drag) | 0 | 0 | 0 | 51 | 12.99 | -22.5 | -3 | 1 | 0 | 0 | 0 | 0 | 26 | 27 | 28 | 26 | 26 | 1c | 0 | 26 | 2.10E+11 | 8.08E+10 | 7850 | 10 | 0.02 | 51 | 54 | 55 | 51 | 51 | 1c | 0 | 0 | 51 | 2.10E+11 | 8.08E+10 | 7850 | 10 | 0.02 | 51 | 2.10E+11 | 8.08E+10 | 1 | 10 | 0.02 | 51 | 12.99 | -22.5 | -3 | 1 | 0 | 51 | 54 | 55 | 2 | 2 | 1 | 0 | 1 | 3 | 1 | TRUE | 99 | 12.99 | 17.5 | 9.3 | 1 | 0 | 105 | 114 | 115 | 3 | 3 | 1 | 0 | 2 | 1 | 1 | TRUE
7 | 52 | -2 | 12.99 | -22.5 | 0 |  | 1 | 26.2 | 28 | 10 | 20 | Floater | No | 0 | 0.0006271 | 0 | 0 | 1639000000000 | 1639000000000 | 25330000000 | 25330000000 | 0 | 0 | 1262000000000 | 0.015614 | 131700000000 | 0.65 | N/A | Yes | BEM | Hydrodynamics | (with | Morison | drag) | 0 | 0 | 0 | 52 | 12.99 | -22.5 | -2 | 1 | 0 | 0 | 0 | 0 | [13 empty] | 52 | 55 | 56 | 52 | 52 | 1c | 0 | 0 | 52 | 2.10E+11 | 8.08E+10 | 7850 | 10 | 0.021 | 52 | 2.10E+11 | 8.08E+10 | 1 | 10 | 0.021 | 52 | 12.99 | -22.5 | -2 | 1 | 0 | 52 | 55 | 56 | 2 | 2 | 1 | 0 | 1 | 3 | 1 | TRUE | 100 | 10.49 | 18.17 | 9.3 | 1 | 0 | 106 | 115 | 119 | 3 | 3 | 1 | 0 | 2 | 1 | 1 | TRUE
8 | 53 | 0 | 12.99 | -22.5 | 0 |  |  | 27.1 | 28 | 10 | 20 | Floater | No | 0 | 0.0006271 | 0 | 0 | 1639000000000 | 1639000000000 | 25330000000 | 25330000000 | 0 | 0 | 1262000000000 | 0.015614 | 131700000000 | 0.65 | N/A | Yes | BEM | Hydrodynamics | (with | Morison | drag) | 0 | 0 | 0 | 53 | 12.99 | -22.5 | 0 | 1 | 0 | 0 | 0 | 0 | 27 | 28 | 29 | 27 | 27 | 1c | 0 | 27 | 2.10E+11 | 8.08E+10 | 7850 | 10 | 0.02 | 53 | 56 | 57 | 53 | 53 | 1c | 0 | 0 | 53 | 2.10E+11 | 8.08E+10 | 7850 | 10 | 0.02 | 53 | 2.10E+11 | 8.08E+10 | 1 | 10 | 0.02 | 53 | 12.99 | -22.5 | 0 | 1 | 0 | 53 | 56 | 57 | 2 | 2 | 1 | 0 | 1 | 3 | 1 | TRUE | 101 | 9.94 | 17.217 | 9.3 | 1 | 0 | 110 | 119 | 120 | 3 | 3 | 1 | 0 | 2 | 1 | 1 | TRUE
9 | 54 | 2 | 12.99 | -22.5 | 0 |  | 1 | 27.2 | 29 | 10 | 20 | Floater | No | 0 | 0.0006271 | 0 | 0 | 1639000000000 | 1639000000000 | 25330000000 | 25330000000 | 0 | 0 | 1262000000000 | 0.015614 | 131700000000 | 0.65 | N/A | Yes | BEM | Hydrodynamics | (with | Morison | drag) | 0 | 0 | 0 | 54 | 12.99 | -22.5 | 2 | 1 | 0 | 0 | 0 | 0 | [13 empty] | 54 | 57 | 58 | 54 | 54 | 1c | 0 | 0 | 54 | 2.10E+11 | 8.08E+10 | 7850 | 10 | 0.021 | 54 | 2.10E+11 | 8.08E+10 | 1 | 10 | 0.021 | 54 | 12.99 | -22.5 | 2 | 1 | 0 | 54 | 57 | 58 | 2 | 2 | 1 | 0 | 1 | 3 | 1 | TRUE | 105 | 1.97 | 3.412 | 9.3 | 1 | 0 | 111 | 28 | 61 | 3 | 3 | 1 | 0 | 2 | 1 | 1 | TRUE
10 | 55 | 5 | 12.99 | -22.5 | 0 |  | 1 | 28.1 | 29 | 10 | 20 | Floater | No | 0 | 0.0006271 | 0 | 0 | 1639000000000 | 1639000000000 | 25330000000 | 25330000000 | 0 | 0 | 1262000000000 | 0.015614 | 131700000000 | 0.65 | N/A | Yes | BEM | Hydrodynamics | (with | Morison | drag) | 0 | 0 | 0 | 55 | 12.99 | -22.5 | 5 | 1 | 0 | 0 | 0 | 0 | 28 | 29 | 30 | 28 | 28 | 1c | 0 | 28 | 2.10E+11 | 8.08E+10 | 7850 | 10 | 0.02 | 55 | 58 | 59 | 55 | 55 | 1c | 0 | 0 | 55 | 2.10E+11 | 8.08E+10 | 7850 | 10 | 0.02 | 55 | 2.10E+11 | 8.08E+10 | 1 | 10 | 0.02 | 55 | 12.99 | -22.5 | 5 | 1 | 0 | 55 | 58 | 59 | 2 | 2 | 1 | 0 | 1 | 3 | 1 | TRUE | 106 | 1.25 | 2.17 | 9.3 | 1 | 0 | 112 | 28 | 99 | 3 | 3 | 1 | 0 | 2 | 1 | 1 | TRUE
11 | 56 | 6 | 12.99 | -22.5 | 0 |  | 1 | 28.2 | 30 | 10 | 20 | Floater | No | 0 | 0.0006271 | 0 | 0 | 1639000000000 | 1639000000000 | 25330000000 | 25330000000 | 0 | 0 | 1262000000000 | 0.015614 | 131700000000 | 0.65 | N/A | Yes | BEM | Hydrodynamics | (with | Morison | drag) | 0 | 0 | 0 | 56 | 12.99 | -22.5 | 6 | 1 | 0 | 0 | 0 | 0 | [13 empty] | 56 | 59 | 60 | 56 | 56 | 1c | 0 | 0 | 56 | 2.10E+11 | 8.08E+10 | 7850 | 10 | 0.02 | 56 | 2.10E+11 | 8.08E+10 | 1 | 10 | 0.02 | 56 | 12.99 | -22.5 | 6 | 1 | 0 | 56 | 59 | 60 | 2 | 2 | 1 | 0 | 1 | 3 | 1 | TRUE | 107 | -2.25 | 0 | 9.3 | 1 | 0 | 113 | 28 | 100 | 3 | 3 | 1 | 0 | 2 | 1 | 1 | TRUE
12 | 57 | 8 | 12.99 | -22.5 | 0 |  | 1 | 29.1 | 31 | 10 | 22 | Floater | No | 0 | 0.0006896 | 0 | 0 | 1802000000000 | 1802000000000 | 27860000000 | 27860000000 | 0 | 0 | 1387000000000 | 0.017165 | 144800000000 | 0.65 | N/A | Yes | BEM | Hydrodynamics | (with | Morison | drag) | 0 | 0 | 0 | 57 | 12.99 | -22.5 | 8 | 1 | 0 | 0 | 0 | 0 | 29 | 31 | 32 | 29 | 29 | 1c | 0 | 29 | 2.10E+11 | 8.08E+10 | 7850 | 10 | 0.022 | 57 | 61 | 62 | 57 | 57 | 1c | 0 | 0 | 57 | 2.10E+11 | 8.08E+10 | 7850 | 1 | 0.015 | 57 | 2.10E+11 | 8.08E+10 | 1 | 1 | 0.015 | 57 | 12.99 | -22.5 | 8 | 1 | 0 | 57 | 61 | 62 | 2 | 2 | 1 | 0 | 1 | 3 | 1 | TRUE | 108 | -3.94 | 0 | 9.3 | 1 | 0 | 114 | 43 | 73 | 3 | 3 | 1 | 0 | 2 | 1 | 1 | TRUE
13 | 58 | 9.3 | 12.99 | -22.5 | 0 |  |  | 29.2 | 32 | 10 | 22 | Floater | No | 0 | 0.0006896 | 0 | 0 | 1802000000000 | 1802000000000 | 27860000000 | 27860000000 | 0 | 0 | 1387000000000 | 0.017165 | 144800000000 | 0.65 | N/A | Yes | BEM | Hydrodynamics | (with | Morison | drag) | 0 | 0 | 0 | 58 | 12.99 | -22.5 | 9.3 | 1 | 0 | 0 | 0 | 0 | [13 empty] | 58 | 62 | 63 | 58 | 58 | 1c | 0 | 0 | 58 | 2.10E+11 | 8.08E+10 | 7850 | 1 | 0.015 | 58 | 2.10E+11 | 8.08E+10 | 1 | 1 | 0.015 | 58 | 12.99 | -22.5 | 9.3 | 1 | 0 | 58 | 62 | 63 | 2 | 2 | 1 | 0 | 1 | 3 | 1 | TRUE | 112 | -19.881 | 0 | 9.3 | 1 | 0 | 115 | 43 | 74 | 3 | 3 | 1 | 0 | 2 | 1 | 1 | TRUE
14 | 59 | 10 | 12.99 | -22.5 | 0 |  |  | 30.1 | 32 | 10 | 22 | Floater | No | 0 | 0.0006896 | 0 | 0 | 1802000000000 | 1802000000000 | 27860000000 | 27860000000 | 0 | 0 | 1387000000000 | 0.017165 | 144800000000 | 0.65 | N/A | Yes | BEM | Hydrodynamics | (with | Morison | drag) | 0 | 0 | 0 | 59 | 12.99 | -22.5 | 10 | 1 | 0 | 0 | 0 | 0 | 30 | 32 | 33 | 30 | 30 | 1c | 0 | 30 | 2.10E+11 | 8.08E+10 | 7850 | 10 | 0.022 | 59 | 63 | 64 | 59 | 59 | 1c | 0 | 0 | 59 | 2.10E+11 | 8.08E+10 | 7850 | 1 | 0.015 | 59 | 2.10E+11 | 8.08E+10 | 1 | 1 | 0.015 | 59 | 12.99 | -22.5 | 10 | 1 | 0 | 59 | 63 | 64 | 2 | 2 | 1 | 0 | 1 | 3 | 1 | TRUE | 113 | -20.981 | 0 | 9.3 | 1 | 0 | 116 | 43 | 113 | 3 | 3 | 1 | 0 | 2 | 1 | 1 | TRUE
15 | 60 | 11 | 12.99 | -22.5 | 0 |  |  | 30.2 | 33 | 10 | 22 | Floater | No | 0 | 0.0006896 | 0 | 0 | 1802000000000 | 1802000000000 | 27860000000 | 27860000000 | 0 | 0 | 1387000000000 | 0.017165 | 144800000000 | 0.65 | N/A | Yes | BEM | Hydrodynamics | (with | Morison | drag) | 0 | 0 | 0 | 60 | 12.99 | -22.5 | 11 | 1 | 0 | 0 | 0 | 0 | [13 empty] | 60 | 64 | 65 | 60 | 60 | 1c | 0 | 0 | 60 | 2.10E+11 | 8.08E+10 | 7850 | 1 | 0.015 | 60 | 2.10E+11 | 8.08E+10 | 1 | 1 | 0.015 | 60 | 12.99 | -22.5 | 11 | 1 | 0 | 60 | 64 | 65 | 2 | 2 | 1 | 0 | 1 | 3 | 1 | TRUE | 114 | 1.25 | -2.17 | 9.3 | 1 | 0 | 117 | 58 | 87 | 3 | 3 | 1 | 0 | 2 | 1 | 1 | TRUE
1 | 61 | 9.3 | 8.66 | 20 | 0 |  |  | 31.1 | 33 | 10 | 22 | Floater | No | 0 | 0.0006896 | 0 | 0 | 1802000000000 | 1802000000000 | 27860000000 | 27860000000 | 0 | 0 | 1387000000000 | 0.017165 | 144800000000 | 0.65 | N/A | Yes | BEM | Hydrodynamics | (with | Morison | drag) | 0 | 0 | 0 | 61 | 8.66 | 20 | 9.3 | 1 | 0 | 0 | 0 | 0 | 31 | 33 | 34 | 31 | 31 | 1c | 0 | 31 | 2.10E+11 | 8.08E+10 | 7850 | 10 | 0.022 | 61 | 65 | 66 | 61 | 61 | 1c | 0 | 0 | 61 | 2.10E+11 | 8.08E+10 | 7850 | 1 | 0.015 | 61 | 2.10E+11 | 8.08E+10 | 1 | 1 | 0.015 | 61 | 8.66 | 20 | 9.3 | 1 | 0 | 61 | 65 | 66 | 3 | 3 | 1 | 0 | 1 | 3 | 1 | TRUE | 115 | 1.97 | -3.412 | 9.3 | 1 | 0 | 118 | 58 | 120 | 3 | 3 | 1 | 0 | 2 | 1 | 1 | TRUE
2 | 62 | 9.3 | 7.708 | 19.45 | 0 |  |  | 31.2 | 34 | 10 | 22 | Floater | No | 0 | 0.0006896 | 0 | 0 | 1802000000000 | 1802000000000 | 27860000000 | 27860000000 | 0 | 0 | 1387000000000 | 0.017165 | 144800000000 | 0.65 | N/A | Yes | BEM | Hydrodynamics | (with | Morison | drag) | 0 | 0 | 0 | 62 | 7.708 | 19.45 | 9.3 | 1 | 0 | 0 | 0 | 0 | [13 empty] | 62 | 66 | 67 | 62 | 62 | 1c | 0 | 0 | 62 | 2.10E+11 | 8.08E+10 | 7850 | 1 | 0.015 | 62 | 2.10E+11 | 8.08E+10 | 1 | 1 | 0.015 | 62 | 7.708 | 19.45 | 9.3 | 1 | 0 | 62 | 66 | 67 | 3 | 3 | 1 | 0 | 1 | 3 | 1 | TRUE | 119 | 9.94 | -17.217 | 9.3 | 1 | 0 | 119 | 13 | 106 | 3 | 3 | 1 | 0 | 2 | 1 | 1 | TRUE
3 | 63 | 9.3 | 7.104 | 19.1015 | 0 |  |  | 32.1 | 34 | 10 | 22 | Floater | No | 0 | 0.0006896 | 0 | 0 | 1802000000000 | 1802000000000 | 27860000000 | 27860000000 | 0 | 0 | 1387000000000 | 0.017165 | 144800000000 | 0.65 | N/A | Yes | BEM | Hydrodynamics | (with | Morison | drag) | 0 | 0 | 0 | 63 | 7.104 | 19.1015 | 9.3 | 1 | 0 | 0 | 0 | 0 | 32 | 34 | 35 | 32 | 32 | 1c | 0 | 32 | 2.10E+11 | 8.08E+10 | 7850 | 10 | 0.022 | 63 | 67 | 68 | 63 | 63 | 1c | 0 | 0 | 63 | 2.10E+11 | 8.08E+10 | 7850 | 1 | 0.015 | 63 | 2.10E+11 | 8.08E+10 | 1 | 1 | 0.015 | 63 | 7.104 | 19.1015 | 9.3 | 1 | 0 | 63 | 67 | 68 | 3 | 3 | 1 | 0 | 1 | 3 | 1 | TRUE | 120 | 10.49 | -18.17 | 9.3 | 1 | 0 | 120 | 13 | 107 | 3 | 3 | 1 | 0 | 2 | 1 | 1 | TRUE
4 | 64 | 9.3 | 1.925 | 16.111 | 0 |  | 1 | 32.2 | 35 | 10 | 22 | Floater | No | 0 | 0.0006896 | 0 | 0 | 1802000000000 | 1802000000000 | 27860000000 | 27860000000 | 0 | 0 | 1387000000000 | 0.017165 | 144800000000 | 0.65 | N/A | Yes | BEM | Hydrodynamics | (with | Morison | drag) | 0 | 0 | 0 | 64 | 1.925 | 16.111 | 9.3 | 1 | 0 | 0 | 0 | 0 | [13 empty] | 64 | 68 | 69 | 64 | 64 | 1c | 0 | 0 | 64 | 2.10E+11 | 8.08E+10 | 7850 | 1 | 0.015 | 64 | 2.10E+11 | 8.08E+10 | 1 | 1 | 0.015 | 64 | 1.925 | 16.111 | 9.3 | 1 | 0 | 64 | 68 | 69 | 3 | 3 | 1 | 0 | 1 | 3 | 1 | TRUE | 121 | 8.66 | 20 | -12 | 1 | 0 | 121 | 13 | 114 | 3 | 3 | 1 | 0 | 2 | 1 | 1 | TRUE
5 | 65 | 9.3 | -1.443 | 14.167 | 0 |  | 1 | 33.1 | 35 | 10 | 22 | Floater | No | 0 | 0.0006896 | 0 | 0 | 1802000000000 | 1802000000000 | 27860000000 | 27860000000 | 0 | 0 | 1387000000000 | 0.017165 | 144800000000 | 0.65 | N/A | Yes | BEM | Hydrodynamics | (with | Morison | drag) | 0 | 0 | 0 | 65 | -1.443 | 14.167 | 9.3 | 1 | 0 | 0 | 0 | 0 | 33 | 35 | 36 | 33 | 33 | 1c | 0 | 33 | 2.10E+11 | 8.08E+10 | 7850 | 10 | 0.022 | 65 | 69 | 70 | 65 | 65 | 1c | 0 | 0 | 65 | 2.10E+11 | 8.08E+10 | 7850 | 1 | 0.015 | 65 | 2.10E+11 | 8.08E+10 | 1 | 1 | 0.015 | 65 | -1.443 | 14.167 | 9.3 | 1 | 0 | 65 | 69 | 70 | 3 | 3 | 1 | 0 | 1 | 3 | 1 | TRUE | 122 | 7.708 | 19.45 | -12 | 1 | 0 | 122 | 17 | 121 | 3 | 3 | 1 | 0 | 2 | 1 | 1 | TRUE
6 | 66 | 9.3 | -4.811 | 12.222 | 0 |  | 1 | 33.2 | 36 | 10 | 22 | Floater | No | 0 | 0.0006896 | 0 | 0 | 1802000000000 | 1802000000000 | 27860000000 | 27860000000 | 0 | 0 | 1387000000000 | 0.017165 | 144800000000 | 0.65 | N/A | Yes | BEM | Hydrodynamics | (with | Morison | drag) | 0 | 0 | 0 | 66 | -4.811 | 12.222 | 9.3 | 1 | 0 | 0 | 0 | 0 | [13 empty] | 66 | 70 | 71 | 66 | 66 | 1c | 0 | 0 | 66 | 2.10E+11 | 8.08E+10 | 7850 | 1 | 0.015 | 66 | 2.10E+11 | 8.08E+10 | 1 | 1 | 0.015 | 66 | -4.811 | 12.222 | 9.3 | 1 | 0 | 66 | 70 | 71 | 3 | 3 | 1 | 0 | 1 | 3 | 1 | TRUE | 126 | -6.074 | 11.493 | -12 | 1 | 0 | 123 | 121 | 122 | 3 | 3 | 1 | 0 | 2 | 1 | 1 | TRUE
7 | 67 | 9.3 | -6.495 | 11.25 | 0 |  |  | 34.1 | 36 | 10 | 20 | Floater | No | 0 | 0.0006271 | 0 | 0 | 1639000000000 | 1639000000000 | 25330000000 | 25330000000 | 0 | 0 | 1262000000000 | 0.015614 | 131700000000 | 0.65 | N/A | Yes | BEM | Hydrodynamics | (with | Morison | drag) | 0 | 0 | 0 | 67 | -6.495 | 11.25 | 9.3 | 1 | 0 | 0 | 0 | 0 | 34 | 36 | 37 | 34 | 34 | 1c | 0 | 34 | 2.10E+11 | 8.08E+10 | 7850 | 10 | 0.02 | 67 | 71 | 72 | 67 | 67 | 1c | 0 | 0 | 67 | 2.10E+11 | 8.08E+10 | 7850 | 1 | 0.015 | 67 | 2.10E+11 | 8.08E+10 | 1 | 1 | 0.015 | 67 | -6.495 | 11.25 | 9.3 | 1 | 0 | 67 | 71 | 72 | 3 | 3 | 1 | 0 | 1 | 3 | 1 | TRUE | 127 | -6.495 | 11.25 | -12 | 1 | 0 | 124 | 122 | 126 | 3 | 3 | 1 | 0 | 2 | 1 | 1 | TRUE
8 | 68 | 9.3 | -8.179 | 10.278 | 0 |  | 1 | 34.2 | 37 | 10 | 20 | Floater | No | 0 | 0.0006271 | 0 | 0 | 1639000000000 | 1639000000000 | 25330000000 | 25330000000 | 0 | 0 | 1262000000000 | 0.015614 | 131700000000 | 0.65 | N/A | Yes | BEM | Hydrodynamics | (with | Morison | drag) | 0 | 0 | 0 | 68 | -8.179 | 10.278 | 9.3 | 1 | 0 | 0 | 0 | 0 | [13 empty] | 68 | 72 | 73 | 68 | 68 | 1c | 0 | 0 | 68 | 2.10E+11 | 8.08E+10 | 7850 | 1 | 0.015 | 68 | 2.10E+11 | 8.08E+10 | 1 | 1 | 0.015 | 68 | -8.179 | 10.278 | 9.3 | 1 | 0 | 68 | 72 | 73 | 3 | 3 | 1 | 0 | 1 | 3 | 1 | TRUE | 128 | -6.916 | 11.007 | -12 | 1 | 0 | 128 | 126 | 127 | 3 | 3 | 1 | 0 | 2 | 1 | 1 | TRUE
9 | 69 | 9.3 | -11.547 | 8.333 | 0 |  | 1 | 35.1 | 37 | 10 | 20 | Floater | No | 0 | 0.0006271 | 0 | 0 | 1639000000000 | 1639000000000 | 25330000000 | 25330000000 | 0 | 0 | 1262000000000 | 0.015614 | 131700000000 | 0.65 | N/A | Yes | BEM | Hydrodynamics | (with | Morison | drag) | 0 | 0 | 0 | 69 | -11.547 | 8.333 | 9.3 | 1 | 0 | 0 | 0 | 0 | 35 | 37 | 38 | 35 | 35 | 1c | 0 | 35 | 2.10E+11 | 8.08E+10 | 7850 | 10 | 0.02 | 69 | 74 | 75 | 69 | 69 | 1c | 0 | 0 | 69 | 2.10E+11 | 8.08E+10 | 7850 | 1 | 0.015 | 69 | 2.10E+11 | 8.08E+10 | 1 | 1 | 0.015 | 69 | -11.547 | 8.333 | 9.3 | 1 | 0 | 69 | 74 | 75 | 3 | 3 | 1 | 0 | 1 | 3 | 1 | TRUE | 132 | -20.698 | 3.05 | -12 | 1 | 0 | 129 | 127 | 128 | 3 | 3 | 1 | 0 | 2 | 1 | 1 | TRUE
10 | 70 | 9.3 | -14.915 | 6.389 | 0 |  | 1 | 35.2 | 38 | 10 | 20 | Floater | No | 0 | 0.0006271 | 0 | 0 | 1639000000000 | 1639000000000 | 25330000000 | 25330000000 | 0 | 0 | 1262000000000 | 0.015614 | 131700000000 | 0.65 | N/A | Yes | BEM | Hydrodynamics | (with | Morison | drag) | 0 | 0 | 0 | 70 | -14.915 | 6.389 | 9.3 | 1 | 0 | 0 | 0 | 0 | [13 empty] | 70 | 75 | 76 | 70 | 70 | 1c | 0 | 0 | 70 | 2.10E+11 | 8.08E+10 | 7850 | 1 | 0.015 | 70 | 2.10E+11 | 8.08E+10 | 1 | 1 | 0.015 | 70 | -14.915 | 6.389 | 9.3 | 1 | 0 | 70 | 75 | 76 | 3 | 3 | 1 | 0 | 1 | 3 | 1 | TRUE | 133 | -21.651 | 2.5 | -12 | 1 | 0 | 130 | 128 | 132 | 3 | 3 | 1 | 0 | 2 | 1 | 1 | TRUE
11 | 71 | 9.3 | -20.0943 | 3.3985 | 0 |  |  | 36.1 | 38 | 10 | 20 | Floater | No | 0 | 0.0006271 | 0 | 0 | 1639000000000 | 1639000000000 | 25330000000 | 25330000000 | 0 | 0 | 1262000000000 | 0.015614 | 131700000000 | 0.65 | N/A | Yes | BEM | Hydrodynamics | (with | Morison | drag) | 0 | 0 | 0 | 71 | -20.0943 | 3.3985 | 9.3 | 1 | 0 | 0 | 0 | 0 | 36 | 38 | 39 | 36 | 36 | 1c | 0 | 36 | 2.10E+11 | 8.08E+10 | 7850 | 10 | 0.02 | 71 | 76 | 77 | 71 | 71 | 1c | 0 | 0 | 71 | 2.10E+11 | 8.08E+10 | 7850 | 1 | 0.015 | 71 | 2.10E+11 | 8.08E+10 | 1 | 1 | 0.015 | 71 | -20.0943 | 3.3985 | 9.3 | 1 | 0 | 71 | 76 | 77 | 3 | 3 | 1 | 0 | 1 | 3 | 1 | TRUE | 134 | -21.651 | -2.5 | -12 | 1 | 0 | 134 | 132 | 133 | 3 | 3 | 1 | 0 | 2 | 1 | 1 | TRUE
12 | 72 | 9.3 | -20.698 | 3.05 | 0 |  |  | 36.2 | 39 | 10 | 20 | Floater | No | 0 | 0.0006271 | 0 | 0 | 1639000000000 | 1639000000000 | 25330000000 | 25330000000 | 0 | 0 | 1262000000000 | 0.015614 | 131700000000 | 0.65 | N/A | Yes | BEM | Hydrodynamics | (with | Morison | drag) | 0 | 0 | 0 | 72 | -20.698 | 3.05 | 9.3 | 1 | 0 | 0 | 0 | 0 | [13 empty] | 72 | 77 | 78 | 72 | 72 | 1c | 0 | 0 | 72 | 2.10E+11 | 8.08E+10 | 7850 | 1 | 0.015 | 72 | 2.10E+11 | 8.08E+10 | 1 | 1 | 0.015 | 72 | -20.698 | 3.05 | 9.3 | 1 | 0 | 72 | 77 | 78 | 3 | 3 | 1 | 0 | 1 | 3 | 1 | TRUE | 135 | -20.698 | -3.05 | -12 | 1 | 0 | 135 | 133 | 32 | 3 | 3 | 1 | 0 | 2 | 1 | 1 | TRUE
13 | 73 | 9.3 | -21.651 | 2.5 | 0 |  |  | 37.1 | 39 | 10 | 20 | Floater | No | 0 | 0.0006271 | 0 | 0 | 1639000000000 | 1639000000000 | 25330000000 | 25330000000 | 0 | 0 | 1262000000000 | 0.015614 | 131700000000 | 0.65 | N/A | Yes | BEM | Hydrodynamics | (with | Morison | drag) | 0 | 0 | 0 | 73 | -21.651 | 2.5 | 9.3 | 1 | 0 | 0 | 0 | 0 | 37 | 39 | 40 | 37 | 37 | 1c | 0 | 37 | 2.10E+11 | 8.08E+10 | 7850 | 10 | 0.02 | 73 | 78 | 79 | 73 | 73 | 1c | 0 | 0 | 73 | 2.10E+11 | 8.08E+10 | 7850 | 1 | 0.015 | 73 | 2.10E+11 | 8.08E+10 | 1 | 1 | 0.015 | 73 | -21.651 | 2.5 | 9.3 | 1 | 0 | 73 | 78 | 79 | 3 | 3 | 1 | 0 | 1 | 3 | 1 | TRUE | 139 | -6.916 | -11.007 | -12 | 1 | 0 | 136 | 47 | 147 | 3 | 3 | 1 | 0 | 2 | 1 | 1 | TRUE
1 | 74 | 9.3 | -21.651 | -2.5 | 0 |  |  | 37.2 | 40 | 10 | 20 | Floater | No | 0 | 0.0006271 | 0 | 0 | 1639000000000 | 1639000000000 | 25330000000 | 25330000000 | 0 | 0 | 1262000000000 | 0.015614 | 131700000000 | 0.65 | N/A | Yes | BEM | Hydrodynamics | (with | Morison | drag) | 0 | 0 | 0 | 74 | -21.651 | -2.5 | 9.3 | 1 | 0 | 0 | 0 | 0 | [13 empty] | 74 | 79 | 80 | 74 | 74 | 1c | 0 | 0 | 74 | 2.10E+11 | 8.08E+10 | 7850 | 1 | 0.015 | 74 | 2.10E+11 | 8.08E+10 | 1 | 1 | 0.015 | 74 | -21.651 | -2.5 | 9.3 | 1 | 0 | 74 | 79 | 80 | 3 | 3 | 1 | 0 | 1 | 3 | 1 | TRUE | 140 | -6.495 | -11.25 | -12 | 1 | 0 | 137 | 147 | 148 | 3 | 3 | 1 | 0 | 2 | 1 | 1 | TRUE
2 | 75 | 9.3 | -20.698 | -3.05 | 0 |  |  | 38.1 | 40 | 10 | 20 | Floater | No | 0 | 0.0006271 | 0 | 0 | 1639000000000 | 1639000000000 | 25330000000 | 25330000000 | 0 | 0 | 1262000000000 | 0.015614 | 131700000000 | 0.65 | N/A | Yes | BEM | Hydrodynamics | (with | Morison | drag) | 0 | 0 | 0 | 75 | -20.698 | -3.05 | 9.3 | 1 | 0 | 0 | 0 | 0 | 38 | 40 | 41 | 38 | 38 | 1c | 0 | 38 | 2.10E+11 | 8.08E+10 | 7850 | 10 | 0.02 | 75 | 80 | 81 | 75 | 75 | 1c | 0 | 0 | 75 | 2.10E+11 | 8.08E+10 | 7850 | 1 | 0.015 | 75 | 2.10E+11 | 8.08E+10 | 1 | 1 | 0.015 | 75 | -20.698 | -3.05 | 9.3 | 1 | 0 | 75 | 80 | 81 | 3 | 3 | 1 | 0 | 1 | 3 | 1 | TRUE | 141 | -6.074 | -11.493 | -12 | 1 | 0 | 138 | 148 | 152 | 3 | 3 | 1 | 0 | 2 | 1 | 1 | TRUE
3 | 76 | 9.3 | -20.0943 | -3.3985 | 0 |  |  | 38.2 | 41 | 10 | 20 | Floater | No | 0 | 0.0006271 | 0 | 0 | 1639000000000 | 1639000000000 | 25330000000 | 25330000000 | 0 | 0 | 1262000000000 | 0.015614 | 131700000000 | 0.65 | N/A | Yes | BEM | Hydrodynamics | (with | Morison | drag) | 0 | 0 | 0 | 76 | -20.0943 | -3.3985 | 9.3 | 1 | 0 | 0 | 0 | 0 | [13 empty] | 76 | 81 | 82 | 76 | 76 | 1c | 0 | 0 | 76 | 2.10E+11 | 8.08E+10 | 7850 | 1 | 0.015 | 76 | 2.10E+11 | 8.08E+10 | 1 | 1 | 0.015 | 76 | -20.0943 | -3.3985 | 9.3 | 1 | 0 | 76 | 81 | 82 | 3 | 3 | 1 | 0 | 1 | 3 | 1 | TRUE | 145 | 7.708 | -19.45 | -12 | 1 | 0 | 142 | 152 | 153 | 3 | 3 | 1 | 0 | 2 | 1 | 1 | TRUE
4 | 77 | 9.3 | -14.915 | -6.389 | 0 |  | 1 | 39.1 | 41 | 10 | 20 | Floater | No | 0 | 0.0006271 | 0 | 0 | 1639000000000 | 1639000000000 | 25330000000 | 25330000000 | 0 | 0 | 1262000000000 | 0.015614 | 131700000000 | 0.65 | N/A | Yes | BEM | Hydrodynamics | (with | Morison | drag) | 0 | 0 | 0 | 77 | -14.915 | -6.389 | 9.3 | 1 | 0 | 0 | 0 | 0 | 39 | 41 | 42 | 39 | 39 | 1c | 0 | 39 | 2.10E+11 | 8.08E+10 | 7850 | 10 | 0.02 | 77 | 82 | 83 | 77 | 77 | 1c | 0 | 0 | 77 | 2.10E+11 | 8.08E+10 | 7850 | 1 | 0.015 | 77 | 2.10E+11 | 8.08E+10 | 1 | 1 | 0.015 | 77 | -14.915 | -6.389 | 9.3 | 1 | 0 | 77 | 82 | 83 | 3 | 3 | 1 | 0 | 1 | 3 | 1 | TRUE | 146 | 8.66 | -20 | -12 | 1 | 0 | 143 | 153 | 154 | 3 | 3 | 1 | 0 | 2 | 1 | 1 | TRUE
5 | 78 | 9.3 | -11.547 | -8.333 | 0 |  | 1 | 39.2 | 42 | 10 | 20 | Floater | No | 0 | 0.0006271 | 0 | 0 | 1639000000000 | 1639000000000 | 25330000000 | 25330000000 | 0 | 0 | 1262000000000 | 0.015614 | 131700000000 | 0.65 | N/A | Yes | BEM | Hydrodynamics | (with | Morison | drag) | 0 | 0 | 0 | 78 | -11.547 | -8.333 | 9.3 | 1 | 0 | 0 | 0 | 0 | [13 empty] | 78 | 83 | 84 | 78 | 78 | 1c | 0 | 0 | 78 | 2.10E+11 | 8.08E+10 | 7850 | 1 | 0.015 | 78 | 2.10E+11 | 8.08E+10 | 1 | 1 | 0.015 | 78 | -11.547 | -8.333 | 9.3 | 1 | 0 | 78 | 83 | 84 | 3 | 3 | 1 | 0 | 1 | 3 | 1 | TRUE | 147 | 12.99 | -17.5 | -12 | 1 | 0 | 144 | 154 | 158 | 3 | 3 | 1 | 0 | 2 | 1 | 1 | TRUE
6 | 79 | 9.3 | -8.179 | -10.278 | 0 |  | 1 | 40.1 | 42 | 10 | 20 | Floater | No | 0 | 0.0006271 | 0 | 0 | 1639000000000 | 1639000000000 | 25330000000 | 25330000000 | 0 | 0 | 1262000000000 | 0.015614 | 131700000000 | 0.65 | N/A | Yes | BEM | Hydrodynamics | (with | Morison | drag) | 0 | 0 | 0 | 79 | -8.179 | -10.278 | 9.3 | 1 | 0 | 0 | 0 | 0 | 40 | 42 | 43 | 40 | 40 | 1c | 0 | 40 | 2.10E+11 | 8.08E+10 | 7850 | 10 | 0.02 | 79 | 84 | 85 | 79 | 79 | 1c | 0 | 0 | 79 | 2.10E+11 | 8.08E+10 | 7850 | 1 | 0.015 | 79 | 2.10E+11 | 8.08E+10 | 1 | 1 | 0.015 | 79 | -8.179 | -10.278 | 9.3 | 1 | 0 | 79 | 84 | 85 | 3 | 3 | 1 | 0 | 1 | 3 | 1 | TRUE | 148 | 12.99 | -16.4 | -12 | 1 | 0 | 148 | 158 | 159 | 3 | 3 | 1 | 0 | 2 | 1 | 1 | TRUE
7 | 80 | 9.3 | -6.495 | -11.25 | 0 |  |  | 40.2 | 43 | 10 | 20 | Floater | No | 0 | 0.0006271 | 0 | 0 | 1639000000000 | 1639000000000 | 25330000000 | 25330000000 | 0 | 0 | 1262000000000 | 0.015614 | 131700000000 | 0.65 | N/A | Yes | BEM | Hydrodynamics | (with | Morison | drag) | 0 | 0 | 0 | 80 | -6.495 | -11.25 | 9.3 | 1 | 0 | 0 | 0 | 0 | [13 empty] | 80 | 85 | 86 | 80 | 80 | 1c | 0 | 0 | 80 | 2.10E+11 | 8.08E+10 | 7850 | 1 | 0.015 | 80 | 2.10E+11 | 8.08E+10 | 1 | 1 | 0.015 | 80 | -6.495 | -11.25 | 9.3 | 1 | 0 | 80 | 85 | 86 | 3 | 3 | 1 | 0 | 1 | 3 | 1 | TRUE | 152 | 12.99 | -0.486 | -12 | 1 | 0 | 149 | 159 | 17 | 3 | 3 | 1 | 0 | 2 | 1 | 1 | TRUE
8 | 81 | 9.3 | -4.811 | -12.222 | 0 |  | 1 | 41.1 | 43 | 10 | 20 | Floater | No | 0 | 0.0006271 | 0 | 0 | 1639000000000 | 1639000000000 | 25330000000 | 25330000000 | 0 | 0 | 1262000000000 | 0.015614 | 131700000000 | 0.65 | N/A | Yes | BEM | Hydrodynamics | (with | Morison | drag) | 0 | 0 | 0 | 81 | -4.811 | -12.222 | 9.3 | 1 | 0 | 0 | 0 | 0 | 41 | 43 | 44 | 41 | 41 | 1c | 0 | 41 | 2.10E+11 | 8.08E+10 | 7850 | 10 | 0.02 | 81 | 87 | 88 | 81 | 81 | 1c | 0 | 0 | 81 | 2.10E+11 | 8.08E+10 | 7850 | 1 | 0.015 | 81 | 2.10E+11 | 8.08E+10 | 1 | 1 | 0.015 | 81 | -4.811 | -12.222 | 9.3 | 1 | 0 | 81 | 87 | 88 | 3 | 3 | 1 | 0 | 1 | 3 | 1 | TRUE | 153 | 12.99 | 0 | -12 | 1 | 0 | 150 | 17 | 160 | 3 | 3 | 1 | 0 | 2 | 1 | 1 | TRUE
9 | 82 | 9.3 | -1.443 | -14.167 | 0 |  | 1 | 41.2 | 44 | 10 | 20 | Floater | No | 0 | 0.0006271 | 0 | 0 | 1639000000000 | 1639000000000 | 25330000000 | 25330000000 | 0 | 0 | 1262000000000 | 0.015614 | 131700000000 | 0.65 | N/A | Yes | BEM | Hydrodynamics | (with | Morison | drag) | 0 | 0 | 0 | 82 | -1.443 | -14.167 | 9.3 | 1 | 0 | 0 | 0 | 0 | [13 empty] | 82 | 88 | 89 | 82 | 82 | 1c | 0 | 0 | 82 | 2.10E+11 | 8.08E+10 | 7850 | 1 | 0.015 | 82 | 2.10E+11 | 8.08E+10 | 1 | 1 | 0.015 | 82 | -1.443 | -14.167 | 9.3 | 1 | 0 | 82 | 88 | 89 | 3 | 3 | 1 | 0 | 1 | 3 | 1 | TRUE | 154 | 12.99 | 0.486 | -12 | 1 | 0 | 151 | 160 | 161 | 3 | 3 | 1 | 0 | 2 | 1 | 1 | TRUE
10 | 83 | 9.3 | 1.925 | -16.111 | 0 |  | 1 | 42.1 | 44 | 10 | 20 | Floater | No | 0 | 0.0006271 | 0 | 0 | 1639000000000 | 1639000000000 | 25330000000 | 25330000000 | 0 | 0 | 1262000000000 | 0.015614 | 131700000000 | 0.65 | N/A | Yes | BEM | Hydrodynamics | (with | Morison | drag) | 0 | 0 | 0 | 83 | 1.925 | -16.111 | 9.3 | 1 | 0 | 0 | 0 | 0 | 42 | 44 | 45 | 42 | 42 | 1c | 0 | 42 | 2.10E+11 | 8.08E+10 | 7850 | 10 | 0.02 | 83 | 89 | 90 | 83 | 83 | 1c | 0 | 0 | 83 | 2.10E+11 | 8.08E+10 | 7850 | 1 | 0.015 | 83 | 2.10E+11 | 8.08E+10 | 1 | 1 | 0.015 | 83 | 1.925 | -16.111 | 9.3 | 1 | 0 | 83 | 89 | 90 | 3 | 3 | 1 | 0 | 1 | 3 | 1 | TRUE | 158 | 12.99 | 16.4 | -12 | 1 | 0 | 152 | 161 | 165 | 3 | 3 | 1 | 0 | 2 | 1 | 1 | TRUE
11 | 84 | 9.3 | 7.104 | -19.1015 | 0 |  |  | 42.2 | 45 | 10 | 20 | Floater | No | 0 | 0.0006271 | 0 | 0 | 1639000000000 | 1639000000000 | 25330000000 | 25330000000 | 0 | 0 | 1262000000000 | 0.015614 | 131700000000 | 0.65 | N/A | Yes | BEM | Hydrodynamics | (with | Morison | drag) | 0 | 0 | 0 | 84 | 7.104 | -19.1015 | 9.3 | 1 | 0 | 0 | 0 | 0 | [13 empty] | 84 | 90 | 91 | 84 | 84 | 1c | 0 | 0 | 84 | 2.10E+11 | 8.08E+10 | 7850 | 1 | 0.015 | 84 | 2.10E+11 | 8.08E+10 | 1 | 1 | 0.015 | 84 | 7.104 | -19.1015 | 9.3 | 1 | 0 | 84 | 90 | 91 | 3 | 3 | 1 | 0 | 1 | 3 | 1 | TRUE | 159 | 12.99 | 17.5 | -12 | 1 | 0 | 156 | 165 | 166 | 3 | 3 | 1 | 0 | 2 | 1 | 1 | TRUE
12 | 85 | 9.3 | 7.708 | -19.45 | 0 |  |  | 43.1 | 46 | 10 | 22 | Floater | No | 0 | 0.0006896 | 0 | 0 | 1802000000000 | 1802000000000 | 27860000000 | 27860000000 | 0 | 0 | 1387000000000 | 0.017165 | 144800000000 | 0.65 | N/A | Yes | BEM | Hydrodynamics | (with | Morison | drag) | 0 | 0 | 0 | 85 | 7.708 | -19.45 | 9.3 | 1 | 0 | 0 | 0 | 0 | 43 | 46 | 47 | 43 | 43 | 1c | 0 | 43 | 2.10E+11 | 8.08E+10 | 7850 | 10 | 0.022 | 85 | 91 | 92 | 85 | 85 | 1c | 0 | 0 | 85 | 2.10E+11 | 8.08E+10 | 7850 | 1 | 0.015 | 85 | 2.10E+11 | 8.08E+10 | 1 | 1 | 0.015 | 85 | 7.708 | -19.45 | 9.3 | 1 | 0 | 85 | 91 | 92 | 3 | 3 | 1 | 0 | 1 | 3 | 1 | TRUE | 160 | 10.49 | 18.17 | -12 | 1 | 0 | 157 | 166 | 2 | 3 | 3 | 1 | 0 | 2 | 1 | 1 | TRUE | [6 empty] | - | [ | 6417309 | 0 | 0 | 0 | -1274886 | 1.894872E+04]
13 | 86 | 9.3 | 8.66 | -20 | 0 |  |  | 43.2 | 47 | 10 | 22 | Floater | No | 0 | 0.0006896 | 0 | 0 | 1802000000000 | 1802000000000 | 27860000000 | 27860000000 | 0 | 0 | 1387000000000 | 0.017165 | 144800000000 | 0.65 | N/A | Yes | BEM | Hydrodynamics | (with | Morison | drag) | 0 | 0 | 0 | 86 | 8.66 | -20 | 9.3 | 1 | 0 | 0 | 0 | 0 | [13 empty] | 86 | 92 | 93 | 86 | 86 | 1c | 0 | 0 | 86 | 2.10E+11 | 8.08E+10 | 7850 | 1 | 0.015 | 86 | 2.10E+11 | 8.08E+10 | 1 | 1 | 0.015 | 86 | 8.66 | -20 | 9.3 | 1 | 0 | 86 | 92 | 93 | 3 | 3 | 1 | 0 | 1 | 3 | 1 | TRUE | 161 | 9.94 | 17.217 | -12 | 1 | 0 | 158 | 2 | 167 | 3 | 3 | 1 | 0 | 2 | 1 | 1 | TRUE | [6 empty] | - | [ | 0 | 6417309 | 0 | 1274886 | 0 | 5.631784E+02]
1 | 87 | 9.3 | 12.99 | -17.5 | 0 |  |  | 44.1 | 47 | 10 | 22 | Floater | No | 0 | 0.0006896 | 0 | 0 | 1802000000000 | 1802000000000 | 27860000000 | 27860000000 | 0 | 0 | 1387000000000 | 0.017165 | 144800000000 | 0.65 | N/A | Yes | BEM | Hydrodynamics | (with | Morison | drag) | 0 | 0 | 0 | 87 | 12.99 | -17.5 | 9.3 | 1 | 0 | 0 | 0 | 0 | 44 | 47 | 48 | 44 | 44 | 1c | 0 | 44 | 2.10E+11 | 8.08E+10 | 7850 | 10 | 0.022 | 87 | 93 | 94 | 87 | 87 | 1c | 0 | 0 | 87 | 2.10E+11 | 8.08E+10 | 7850 | 1 | 0.015 | 87 | 2.10E+11 | 8.08E+10 | 1 | 1 | 0.015 | 87 | 12.99 | -17.5 | 9.3 | 1 | 0 | 87 | 93 | 94 | 3 | 3 | 1 | 0 | 1 | 3 | 1 | TRUE | 165 | 1.97 | 3.412 | -12 | 1 | 0 | 159 | 167 | 168 | 3 | 3 | 1 | 0 | 2 | 1 | 1 | TRUE | [6 empty] | - | [ | 0 | 0 | 6417309 | -18948.72 | -563.1784 | 0.000000E+00]
2 | 88 | 9.3 | 12.99 | -16.4 | 0 |  |  | 44.2 | 48 | 10 | 22 | Floater | No | 0 | 0.0006896 | 0 | 0 | 1802000000000 | 1802000000000 | 27860000000 | 27860000000 | 0 | 0 | 1387000000000 | 0.017165 | 144800000000 | 0.65 | N/A | Yes | BEM | Hydrodynamics | (with | Morison | drag) | 0 | 0 | 0 | 88 | 12.99 | -16.4 | 9.3 | 1 | 0 | 0 | 0 | 0 | [13 empty] | 88 | 94 | 95 | 88 | 88 | 1c | 0 | 0 | 88 | 2.10E+11 | 8.08E+10 | 7850 | 1 | 0.015 | 88 | 2.10E+11 | 8.08E+10 | 1 | 1 | 0.015 | 88 | 12.99 | -16.4 | 9.3 | 1 | 0 | 88 | 94 | 95 | 3 | 3 | 1 | 0 | 1 | 3 | 1 | TRUE | 166 | 1.25 | 2.17 | -12 | 1 | 0 | 160 | 168 | 172 | 3 | 3 | 1 | 0 | 2 | 1 | 1 | TRUE | [6 empty] | - | [ | 0 | 1274886 | -18948.72 | 1722712000 | 184896.1 | -9.402080E+04]
3 | 89 | 9.3 | 12.99 | -15.7028 | 0 |  |  | 45.1 | 48 | 10 | 22 | Floater | No | 0 | 0.0006896 | 0 | 0 | 1802000000000 | 1802000000000 | 27860000000 | 27860000000 | 0 | 0 | 1387000000000 | 0.017165 | 144800000000 | 0.65 | N/A | Yes | BEM | Hydrodynamics | (with | Morison | drag) | 0 | 0 | 0 | 89 | 12.99 | -15.7028 | 9.3 | 1 | 0 | 0 | 0 | 0 | 45 | 48 | 49 | 45 | 45 | 1c | 0 | 45 | 2.10E+11 | 8.08E+10 | 7850 | 10 | 0.022 | 89 | 95 | 96 | 89 | 89 | 1c | 0 | 0 | 89 | 2.10E+11 | 8.08E+10 | 7850 | 1 | 0.015 | 89 | 2.10E+11 | 8.08E+10 | 1 | 1 | 0.015 | 89 | 12.99 | -15.7028 | 9.3 | 1 | 0 | 89 | 95 | 96 | 3 | 3 | 1 | 0 | 1 | 3 | 1 | TRUE | 167 | -2.75 | 0 | -12 | 1 | 0 | 164 | 172 | 173 | 3 | 3 | 1 | 0 | 2 | 1 | 1 | TRUE | [6 empty] | - | [ | -1274886 | 0 | -563.1784 | 184896.1 | 1722425000 | 4.984508E+04]
4 | 90 | 9.3 | 12.99 | -9.722 | 0 |  | 1 | 45.2 | 49 | 10 | 22 | Floater | No | 0 | 0.0006896 | 0 | 0 | 1802000000000 | 1802000000000 | 27860000000 | 27860000000 | 0 | 0 | 1387000000000 | 0.017165 | 144800000000 | 0.65 | N/A | Yes | BEM | Hydrodynamics | (with | Morison | drag) | 0 | 0 | 0 | 90 | 12.99 | -9.722 | 9.3 | 1 | 0 | 0 | 0 | 0 | [13 empty] | 90 | 96 | 97 | 90 | 90 | 1c | 0 | 0 | 90 | 2.10E+11 | 8.08E+10 | 7850 | 1 | 0.015 | 90 | 2.10E+11 | 8.08E+10 | 1 | 1 | 0.015 | 90 | 12.99 | -9.722 | 9.3 | 1 | 0 | 90 | 96 | 97 | 3 | 3 | 1 | 0 | 1 | 3 | 1 | TRUE | 168 | -3.94 | 0 | -12 | 1 | 0 | 165 | 173 | 32 | 3 | 3 | 1 | 0 | 2 | 1 | 1 | TRUE | [6 empty] | - | [ | 18948.72 | 563.1784 | 0 | -94020.8 | 49845.08 | 3608445000
5 | 91 | 9.3 | 12.99 | -5.833 | 0 |  | 1 | 46.1 | 49 | 10 | 22 | Floater | No | 0 | 0.0006896 | 0 | 0 | 1802000000000 | 1802000000000 | 27860000000 | 27860000000 | 0 | 0 | 1387000000000 | 0.017165 | 144800000000 | 0.65 | N/A | Yes | BEM | Hydrodynamics | (with | Morison | drag) | 0 | 0 | 0 | 91 | 12.99 | -5.833 | 9.3 | 1 | 0 | 0 | 0 | 0 | 46 | 49 | 50 | 46 | 46 | 1c | 0 | 46 | 2.10E+11 | 8.08E+10 | 7850 | 10 | 0.022 | 91 | 97 | 98 | 91 | 91 | 1c | 0 | 0 | 91 | 2.10E+11 | 8.08E+10 | 7850 | 1 | 0.015 | 91 | 2.10E+11 | 8.08E+10 | 1 | 1 | 0.015 | 91 | 12.99 | -5.833 | 9.3 | 1 | 0 | 91 | 97 | 98 | 3 | 3 | 1 | 0 | 1 | 3 | 1 | TRUE | 172 | -19.881 | 0 | -12 | 1 | 0 | 166 | 2 | 174 | 3 | 3 | 1 | 0 | 2 | 1 | 1 | TRUE
6 | 92 | 9.3 | 12.99 | -1.944 | 0 |  | 1 | 46.2 | 50 | 10 | 22 | Floater | No | 0 | 0.0006896 | 0 | 0 | 1802000000000 | 1802000000000 | 27860000000 | 27860000000 | 0 | 0 | 1387000000000 | 0.017165 | 144800000000 | 0.65 | N/A | Yes | BEM | Hydrodynamics | (with | Morison | drag) | 0 | 0 | 0 | 92 | 12.99 | -1.944 | 9.3 | 1 | 0 | 0 | 0 | 0 | [13 empty] | 92 | 98 | 99 | 92 | 92 | 1c | 0 | 0 | 92 | 2.10E+11 | 8.08E+10 | 7850 | 1 | 0.015 | 92 | 2.10E+11 | 8.08E+10 | 1 | 1 | 0.015 | 92 | 12.99 | -1.944 | 9.3 | 1 | 0 | 92 | 98 | 99 | 3 | 3 | 1 | 0 | 1 | 3 | 1 | TRUE | 173 | -20.981 | 0 | -12 | 1 | 0 | 167 | 174 | 175 | 3 | 3 | 1 | 0 | 2 | 1 | 1 | TRUE | [8 empty] | 5582177 | 0 | 0 | 0 | 115873.6 | 2.4139
7 | 93 | 9.3 | 12.99 | 0 | 0 |  |  | 47.1 | 50 | 10 | 22 | Floater | No | 0 | 0.0006896 | 0 | 0 | 1802000000000 | 1802000000000 | 27860000000 | 27860000000 | 0 | 0 | 1387000000000 | 0.017165 | 144800000000 | 0.65 | N/A | Yes | BEM | Hydrodynamics | (with | Morison | drag) | 0 | 0 | 0 | 93 | 12.99 | 0 | 9.3 | 1 | 0 | 0 | 0 | 0 | 47 | 50 | 51 | 47 | 47 | 1c | 0 | 47 | 2.10E+11 | 8.08E+10 | 7850 | 10 | 0.022 | 93 | 100 | 101 | 93 | 93 | 1c | 0 | 0 | 93 | 2.10E+11 | 8.08E+10 | 7850 | 1.3 | 0.02 | 93 | 2.10E+11 | 8.08E+10 | 1 | 1.3 | 0.02 | 93 | 12.99 | 0 | 9.3 | 1 | 0 | 93 | 100 | 101 | 3 | 3 | 1 | 0 | 1 | 3 | 1 | TRUE | 174 | 1.25 | -2.17 | -12 | 1 | 0 | 168 | 175 | 179 | 3 | 3 | 1 | 0 | 2 | 1 | 1 | TRUE | [8 empty] | 0 | 5582177 | 0 | -115873.6 | 0 | 0.071744
8 | 94 | 9.3 | 12.99 | 1.944 | 0 |  | 1 | 47.2 | 51 | 10 | 22 | Floater | No | 0 | 0.0006896 | 0 | 0 | 1802000000000 | 1802000000000 | 27860000000 | 27860000000 | 0 | 0 | 1387000000000 | 0.017165 | 144800000000 | 0.65 | N/A | Yes | BEM | Hydrodynamics | (with | Morison | drag) | 0 | 0 | 0 | 94 | 12.99 | 1.944 | 9.3 | 1 | 0 | 0 | 0 | 0 | [13 empty] | 94 | 101 | 102 | 94 | 94 | 1c | 0 | 0 | 94 | 2.10E+11 | 8.08E+10 | 7850 | 1.3 | 0.02 | 94 | 2.10E+11 | 8.08E+10 | 1 | 1.3 | 0.02 | 94 | 12.99 | 1.944 | 9.3 | 1 | 0 | 94 | 101 | 102 | 3 | 3 | 1 | 0 | 1 | 3 | 1 | TRUE | 175 | 1.97 | -3.412 | -12 | 1 | 0 | 172 | 179 | 180 | 3 | 3 | 1 | 0 | 2 | 1 | 1 | TRUE | [8 empty] | 0 | 0 | 5582177 | -2.4138 | -0.071738 | 0
9 | 95 | 9.3 | 12.99 | 5.833 | 0 |  | 1 | 48.1 | 51 | 10 | 20 | Floater | No | 0 | 0.0006271 | 0 | 0 | 1639000000000 | 1639000000000 | 25330000000 | 25330000000 | 0 | 0 | 1262000000000 | 0.015614 | 131700000000 | 0.65 | N/A | Yes | BEM | Hydrodynamics | (with | Morison | drag) | 0 | 0 | 0 | 95 | 12.99 | 5.833 | 9.3 | 1 | 0 | 0 | 0 | 0 | 48 | 51 | 52 | 48 | 48 | 1c | 0 | 48 | 2.10E+11 | 8.08E+10 | 7850 | 10 | 0.02 | 95 | 102 | 103 | 95 | 95 | 1c | 0 | 0 | 95 | 2.10E+11 | 8.08E+10 | 7850 | 1.3 | 0.02 | 95 | 2.10E+11 | 8.08E+10 | 1 | 1.3 | 0.02 | 95 | 12.99 | 5.833 | 9.3 | 1 | 0 | 95 | 102 | 103 | 3 | 3 | 1 | 0 | 1 | 3 | 1 | TRUE | 179 | 9.94 | -17.217 | -12 | 1 | 0 | 173 | 180 | 47 | 3 | 3 | 1 | 0 | 2 | 1 | 1 | TRUE | [8 empty] | 0 | -115873.6 | -2.4138 | 1484373000 | 23.5531 | -11.9772
10 | 96 | 9.3 | 12.99 | 9.722 | 0 |  | 1 | 48.2 | 52 | 10 | 20 | Floater | No | 0 | 0.0006271 | 0 | 0 | 1639000000000 | 1639000000000 | 25330000000 | 25330000000 | 0 | 0 | 1262000000000 | 0.015614 | 131700000000 | 0.65 | N/A | Yes | BEM | Hydrodynamics | (with | Morison | drag) | 0 | 0 | 0 | 96 | 12.99 | 9.722 | 9.3 | 1 | 0 | 0 | 0 | 0 | [13 empty] | 96 | 103 | 104 | 96 | 96 | 1c | 0 | 0 | 96 | 2.10E+11 | 8.08E+10 | 7850 | 1.3 | 0.02 | 96 | 2.10E+11 | 8.08E+10 | 1 | 1.3 | 0.02 | 96 | 12.99 | 9.722 | 9.3 | 1 | 0 | 96 | 103 | 104 | 3 | 3 | 1 | 0 | 1 | 3 | 1 | TRUE | 180 | 10.49 | -18.17 | -12 | 1 | 0 | 174 | 32 | 134 | 3 | 3 | 1 | 0 | 2 | 1 | 1 | TRUE | [8 empty] | 115873.6 | 0 | -0.071738 | 23.5531 | 1484103000 | 6.3497
11 | 97 | 9.3 | 12.99 | 15.7028 | 0 |  |  | 49.1 | 52 | 10 | 20 | Floater | No | 0 | 0.0006271 | 0 | 0 | 1639000000000 | 1639000000000 | 25330000000 | 25330000000 | 0 | 0 | 1262000000000 | 0.015614 | 131700000000 | 0.65 | N/A | Yes | BEM | Hydrodynamics | (with | Morison | drag) | 0 | 0 | 0 | 97 | 12.99 | 15.7028 | 9.3 | 1 | 0 | 0 | 0 | 0 | 49 | 52 | 53 | 49 | 49 | 1c | 0 | 49 | 2.10E+11 | 8.08E+10 | 7850 | 10 | 0.02 | 97 | 104 | 105 | 97 | 97 | 1c | 0 | 0 | 97 | 2.10E+11 | 8.08E+10 | 7850 | 1.3 | 0.02 | 97 | 2.10E+11 | 8.08E+10 | 1 | 1.3 | 0.02 | 97 | 12.99 | 15.7028 | 9.3 | 1 | 0 | 97 | 104 | 105 | 3 | 3 | 1 | 0 | 1 | 3 | 1 | TRUE | 181 | 4.6267 | 8.0137 | 1.833 | 1 | 0 | 175 | 134 | 135 | 3 | 3 | 1 | 0 | 2 | 1 | 1 | TRUE | [8 empty] | 2.4139 | 0.071744 | 0 | -11.9772 | 6.3497 | 3246346000
12 | 98 | 9.3 | 12.99 | 16.4 | 0 |  |  | 49.2 | 53 | 10 | 20 | Floater | No | 0 | 0.0006271 | 0 | 0 | 1639000000000 | 1639000000000 | 25330000000 | 25330000000 | 0 | 0 | 1262000000000 | 0.015614 | 131700000000 | 0.65 | N/A | Yes | BEM | Hydrodynamics | (with | Morison | drag) | 0 | 0 | 0 | 98 | 12.99 | 16.4 | 9.3 | 1 | 0 | 0 | 0 | 0 | [13 empty] | 98 | 105 | 106 | 98 | 98 | 1c | 0 | 0 | 98 | 2.10E+11 | 8.08E+10 | 7850 | 1.3 | 0.02 | 98 | 2.10E+11 | 8.08E+10 | 1 | 1.3 | 0.02 | 98 | 12.99 | 16.4 | 9.3 | 1 | 0 | 98 | 105 | 106 | 3 | 3 | 1 | 0 | 1 | 3 | 1 | TRUE | 182 | 7.2833 | 12.6153 | -4.8333 | 1 | 0 | 176 | 135 | 139 | 3 | 3 | 1 | 0 | 2 | 1 | 1 | TRUE
13 | 99 | 9.3 | 12.99 | 17.5 | 0 |  |  | 50.1 | 53 | 10 | 20 | Floater | No | 0 | 0.0006271 | 0 | 0 | 1639000000000 | 1639000000000 | 25330000000 | 25330000000 | 0 | 0 | 1262000000000 | 0.015614 | 131700000000 | 0.65 | N/A | Yes | BEM | Hydrodynamics | (with | Morison | drag) | 0 | 0 | 0 | 99 | 12.99 | 17.5 | 9.3 | 1 | 0 | 0 | 0 | 0 | 50 | 53 | 54 | 50 | 50 | 1c | 0 | 50 | 2.10E+11 | 8.08E+10 | 7850 | 10 | 0.02 | 99 | 107 | 108 | 99 | 99 | 1c | 0 | 0 | 99 | 2.10E+11 | 8.08E+10 | 7850 | 1.3 | 0.02 | 99 | 2.10E+11 | 8.08E+10 | 1 | 1.3 | 0.02 | 99 | 12.99 | 17.5 | 9.3 | 1 | 0 | 99 | 107 | 108 | 3 | 3 | 1 | 0 | 1 | 3 | 1 | TRUE | 183 | -9.2537 | 0 | 1.833 | 1 | 0 | 180 | 139 | 140 | 3 | 3 | 1 | 0 | 2 | 1 | 1 | TRUE | [8 empty] | 835132 | 0 | 0 | 0 | -1390759.6 | #VALUE!
1 | 100 | 9.3 | 10.49 | 18.17 | 0 |  |  | 50.2 | 54 | 10 | 20 | Floater | No | 0 | 0.0006271 | 0 | 0 | 1639000000000 | 1639000000000 | 25330000000 | 25330000000 | 0 | 0 | 1262000000000 | 0.015614 | 131700000000 | 0.65 | N/A | Yes | BEM | Hydrodynamics | (with | Morison | drag) | 0 | 0 | 0 | 100 | 10.49 | 18.17 | 9.3 | 1 | 0 | 0 | 0 | 0 | [13 empty] | 100 | 108 | 109 | 100 | 100 | 1c | 0 | 0 | 100 | 2.10E+11 | 8.08E+10 | 7850 | 1.3 | 0.02 | 100 | 2.10E+11 | 8.08E+10 | 1 | 1.3 | 0.02 | 100 | 10.49 | 18.17 | 9.3 | 1 | 0 | 100 | 108 | 109 | 3 | 3 | 1 | 0 | 1 | 3 | 1 | TRUE | 184 | -14.5673 | 0 | -4.8333 | 1 | 0 | 181 | 140 | 141 | 3 | 3 | 1 | 0 | 2 | 1 | 1 | TRUE | [8 empty] | 0 | 835132 | 0 | 1390759.6 | 0 | #VALUE!
2 | 101 | 9.3 | 9.94 | 17.217 | 0 |  |  | 51.1 | 54 | 10 | 20 | Floater | No | 0 | 0.0006271 | 0 | 0 | 1639000000000 | 1639000000000 | 25330000000 | 25330000000 | 0 | 0 | 1262000000000 | 0.015614 | 131700000000 | 0.65 | N/A | Yes | BEM | Hydrodynamics | (with | Morison | drag) | 0 | 0 | 0 | 101 | 9.94 | 17.217 | 9.3 | 1 | 0 | 0 | 0 | 0 | 51 | 54 | 55 | 51 | 51 | 1c | 0 | 51 | 2.10E+11 | 8.08E+10 | 7850 | 10 | 0.02 | 101 | 109 | 110 | 101 | 101 | 1c | 0 | 0 | 101 | 2.10E+11 | 8.08E+10 | 7850 | 1.3 | 0.02 | 101 | 2.10E+11 | 8.08E+10 | 1 | 1.3 | 0.02 | 101 | 9.94 | 17.217 | 9.3 | 1 | 0 | 101 | 109 | 110 | 3 | 3 | 1 | 0 | 1 | 3 | 1 | TRUE | 185 | 4.6267 | -8.0137 | 1.833 | 1 | 0 | 182 | 141 | 145 | 3 | 3 | 1 | 0 | 2 | 1 | 1 | TRUE | [8 empty] | 0 | 0 | 835132 | -18946.3062 | -563.1067 | #VALUE!
3 | 102 | 9.3 | 8.149 | 14.115 | 0 |  | 1 | 51.2 | 55 | 10 | 20 | Floater | No | 0 | 0.0006271 | 0 | 0 | 1639000000000 | 1639000000000 | 25330000000 | 25330000000 | 0 | 0 | 1262000000000 | 0.015614 | 131700000000 | 0.65 | N/A | Yes | BEM | Hydrodynamics | (with | Morison | drag) | 0 | 0 | 0 | 102 | 8.149 | 14.115 | 9.3 | 1 | 0 | 0 | 0 | 0 | [13 empty] | 102 | 110 | 111 | 102 | 102 | 1c | 0 | 0 | 102 | 2.10E+11 | 8.08E+10 | 7850 | 1.3 | 0.02 | 102 | 2.10E+11 | 8.08E+10 | 1 | 1.3 | 0.02 | 102 | 8.149 | 14.115 | 9.3 | 1 | 0 | 102 | 110 | 111 | 3 | 3 | 1 | 0 | 1 | 3 | 1 | TRUE | 186 | 7.2833 | -12.6153 | -4.833 | 1 | 0 | 186 | 145 | 146 | 3 | 3 | 1 | 0 | 2 | 1 | 1 | TRUE | [8 empty] | 0 | 1390759.6 | -18946.3062 | 238339000 | 184872.5469 | #VALUE!
4 | 103 | 9.3 | 5.808 | 10.059 | 0 |  | 1 | 52.1 | 55 | 10 | 21 | Floater | No | 0 | 0.0006583 | 0 | 0 | 1721000000000 | 1721000000000 | 26600000000 | 26600000000 | 0 | 0 | 1324000000000 | 0.01639 | 138300000000 | 0.65 | N/A | Yes | BEM | Hydrodynamics | (with | Morison | drag) | 0 | 0 | 0 | 103 | 5.808 | 10.059 | 9.3 | 1 | 0 | 0 | 0 | 0 | 52 | 55 | 56 | 52 | 52 | 1c | 0 | 52 | 2.10E+11 | 8.08E+10 | 7850 | 10 | 0.021 | 103 | 111 | 112 | 103 | 103 | 1c | 0 | 0 | 103 | 2.10E+11 | 8.08E+10 | 7850 | 1.3 | 0.02 | 103 | 2.10E+11 | 8.08E+10 | 1 | 1.3 | 0.02 | 103 | 5.808 | 10.059 | 9.3 | 1 | 0 | 103 | 111 | 112 | 3 | 3 | 1 | 0 | 1 | 3 | 1 | TRUE | 187 | 2.7113 | 16.5653 | 2.2 | 1 | 0 | 187 | 146 | 47 | 3 | 3 | 1 | 0 | 2 | 1 | 1 | TRUE | [8 empty] | -1390759.6 | 0 | -563.1067 | 184872.5469 | 238322000 | #VALUE!
5 | 104 | 9.3 | 3.466 | 6.004 | 0 |  | 1 | 52.2 | 56 | 10 | 21 | Floater | No | 0 | 0.0006583 | 0 | 0 | 1721000000000 | 1721000000000 | 26600000000 | 26600000000 | 0 | 0 | 1324000000000 | 0.01639 | 138300000000 | 0.65 | N/A | Yes | BEM | Hydrodynamics | (with | Morison | drag) | 0 | 0 | 0 | 104 | 3.466 | 6.004 | 9.3 | 1 | 0 | 0 | 0 | 0 | [13 empty] | 104 | 112 | 113 | 104 | 104 | 1c | 0 | 0 | 104 | 2.10E+11 | 8.08E+10 | 7850 | 1.3 | 0.02 | 104 | 2.10E+11 | 8.08E+10 | 1 | 1.3 | 0.02 | 104 | 3.466 | 6.004 | 9.3 | 1 | 0 | 104 | 112 | 113 | 3 | 3 | 1 | 0 | 1 | 3 | 1 | TRUE | 188 | -1.6813 | 14.0292 | -4.9 | 1 | 0 | 194 | 15 | 229 | 1 | 1 | 1 | 0 | 2 | 1 | 1 | TRUE | [8 empty] | 18946.3061 | 563.1067 | 0 | -94008.8228 | 49838.7303 | 362099000
6 | 105 | 9.3 | 1.97 | 3.412 | 0 |  |  | 53.1 | 56 | 10 | 20 | Floater | No | 0 | 0.0006271 | 0 | 0 | 1639000000000 | 1639000000000 | 25330000000 | 25330000000 | 0 | 0 | 1262000000000 | 0.015614 | 131700000000 | 0.65 | N/A | Yes | BEM | Hydrodynamics | (with | Morison | drag) | 0 | 0 | 0 | 105 | 1.97 | 3.412 | 9.3 | 1 | 0 | 0 | 0 | 0 | 53 | 56 | 57 | 53 | 53 | 1c | 0 | 53 | 2.10E+11 | 8.08E+10 | 7850 | 10 | 0.02 | 105 | 114 | 115 | 105 | 105 | 1c | 0 | 0 | 105 | 2.10E+11 | 8.08E+10 | 7850 | 1.3 | 0.02 | 105 | 2.10E+11 | 8.08E+10 | 1 | 1.3 | 0.02 | 105 | 1.97 | 3.412 | 9.3 | 1 | 0 | 105 | 114 | 115 | 3 | 3 | 1 | 0 | 1 | 3 | 1 | TRUE | 189 | -15.7015 | 5.9347 | 2.2 | 1 | 0 | 223 | 86 | 58 | 3 | 3 | 1 | 0 | 2 | 1 | 1 | TRUE
7 | 106 | 9.3 | 1.25 | 2.17 | 0 |  |  | 53.2 | 57 | 10 | 20 | Floater | No | 0 | 0.0006271 | 0 | 0 | 1639000000000 | 1639000000000 | 25330000000 | 25330000000 | 0 | 0 | 1262000000000 | 0.015614 | 131700000000 | 0.65 | N/A | Yes | BEM | Hydrodynamics | (with | Morison | drag) | 0 | 0 | 0 | 106 | 1.25 | 2.17 | 9.3 | 1 | 0 | 0 | 0 | 0 | [13 empty] | 106 | 115 | 116 | 106 | 106 | 1c | 0 | 0 | 106 | 2.10E+11 | 8.08E+10 | 7850 | 1.3 | 0.02 | 106 | 2.10E+11 | 8.08E+10 | 1 | 1.3 | 0.02 | 106 | 1.25 | 2.17 | 9.3 | 1 | 0 | 106 | 115 | 116 | 3 | 3 | 1 | 0 | 1 | 3 | 1 | TRUE | 190 | -11.3088 | 8.4708 | -4.9 | 1 | 0 | 224 | 274 | 182 | 3 | 3 | 1 | 0 | 2 | 1 | 1 | TRUE
1 | 107 | 9.3 | -2.25 | 0 | 0 |  |  | 54.1 | 57 | 10 | 21 | Floater | No | 0 | 0.0006583 | 0 | 0 | 1721000000000 | 1721000000000 | 26600000000 | 26600000000 | 0 | 0 | 1324000000000 | 0.01639 | 138300000000 | 0.65 | N/A | Yes | BEM | Hydrodynamics | (with | Morison | drag) | 0 | 0 | 0 | 107 | -2.25 | 0 | 9.3 | 1 | 0 | 0 | 0 | 0 | 54 | 57 | 58 | 54 | 54 | 1c | 0 | 54 | 2.10E+11 | 8.08E+10 | 7850 | 10 | 0.021 | 107 | 116 | 117 | 107 | 107 | 1c | 0 | 0 | 107 | 2.10E+11 | 8.08E+10 | 7850 | 1.3 | 0.02 | 107 | 2.10E+11 | 8.08E+10 | 1 | 1.3 | 0.02 | 107 | -2.25 | 0 | 9.3 | 1 | 0 | 107 | 116 | 117 | 3 | 3 | 1 | 0 | 1 | 3 | 1 | TRUE | 191 | -15.7015 | -5.9347 | 2.2 | 1 | 0 | 225 | 181 | 182 | 3 | 3 | 1 | 0 | 2 | 1 | 1 | TRUE
2 | 108 | 9.3 | -3.94 | 0 | 0 |  |  | 54.2 | 58 | 10 | 21 | Floater | No | 0 | 0.0006583 | 0 | 0 | 1721000000000 | 1721000000000 | 26600000000 | 26600000000 | 0 | 0 | 1324000000000 | 0.01639 | 138300000000 | 0.65 | N/A | Yes | BEM | Hydrodynamics | (with | Morison | drag) | 0 | 0 | 0 | 108 | -3.94 | 0 | 9.3 | 1 | 0 | 0 | 0 | 0 | [13 empty] | 108 | 117 | 118 | 108 | 108 | 1c | 0 | 0 | 108 | 2.10E+11 | 8.08E+10 | 7850 | 1.3 | 0.02 | 108 | 2.10E+11 | 8.08E+10 | 1 | 1.3 | 0.02 | 108 | -3.94 | 0 | 9.3 | 1 | 0 | 108 | 117 | 118 | 3 | 3 | 1 | 0 | 1 | 3 | 1 | TRUE | 192 | -11.3088 | -8.4708 | -4.9 | 1 | 0 | 226 | 181 | 271 | 3 | 3 | 1 | 0 | 2 | 1 | 1 | TRUE
3 | 109 | 9.3 | -6.933 | 0 | 0 |  | 1 | 55.1 | 58 | 10 | 20 | Floater | No | 0 | 0.0006271 | 0 | 0 | 1639000000000 | 1639000000000 | 25330000000 | 25330000000 | 0 | 0 | 1262000000000 | 0.015614 | 131700000000 | 0.65 | N/A | Yes | BEM | Hydrodynamics | (with | Morison | drag) | 0 | 0 | 0 | 109 | -6.933 | 0 | 9.3 | 1 | 0 | 0 | 0 | 0 | 55 | 58 | 59 | 55 | 55 | 1c | 0 | 55 | 2.10E+11 | 8.08E+10 | 7850 | 10 | 0.02 | 109 | 118 | 119 | 109 | 109 | 1c | 0 | 0 | 109 | 2.10E+11 | 8.08E+10 | 7850 | 1.3 | 0.02 | 109 | 2.10E+11 | 8.08E+10 | 1 | 1.3 | 0.02 | 109 | -6.933 | 0 | 9.3 | 1 | 0 | 109 | 118 | 119 | 3 | 3 | 1 | 0 | 1 | 3 | 1 | TRUE | 193 | 2.7113 | -16.5653 | 2.2 | 1 | 0 | 227 | 275 | 184 | 3 | 3 | 1 | 0 | 2 | 1 | 1 | TRUE
4 | 110 | 9.3 | -11.615 | 0 | 0 |  | 1 | 55.2 | 59 | 10 | 20 | Floater | No | 0 | 0.0006271 | 0 | 0 | 1639000000000 | 1639000000000 | 25330000000 | 25330000000 | 0 | 0 | 1262000000000 | 0.015614 | 131700000000 | 0.65 | N/A | Yes | BEM | Hydrodynamics | (with | Morison | drag) | 0 | 0 | 0 | 110 | -11.615 | 0 | 9.3 | 1 | 0 | 0 | 0 | 0 | [13 empty] | 110 | 119 | 120 | 110 | 110 | 1c | 0 | 0 | 110 | 2.10E+11 | 8.08E+10 | 7850 | 1.3 | 0.02 | 110 | 2.10E+11 | 8.08E+10 | 1 | 1.3 | 0.02 | 110 | -11.615 | 0 | 9.3 | 1 | 0 | 110 | 119 | 120 | 3 | 3 | 1 | 0 | 1 | 3 | 1 | TRUE | 194 | -1.6813 | -14.0292 | -4.9 | 1 | 0 | 228 | 183 | 184 | 3 | 3 | 1 | 0 | 2 | 1 | 1 | TRUE
5 | 111 | 9.3 | -16.298 | 0 | 0 |  | 1 | 56.1 | 59 | 10 | 20 | Floater | No | 0 | 0.0006271 | 0 | 0 | 1639000000000 | 1639000000000 | 25330000000 | 25330000000 | 0 | 0 | 1262000000000 | 0.015614 | 131700000000 | 0.65 | N/A | Yes | BEM | Hydrodynamics | (with | Morison | drag) | 0 | 0 | 0 | 111 | -16.298 | 0 | 9.3 | 1 | 0 | 0 | 0 | 0 | 56 | 59 | 60 | 56 | 56 | 1c | 0 | 56 | 2.10E+11 | 8.08E+10 | 7850 | 10 | 0.02 | 111 | 28 | 61 | 111 | 111 | 1c | 0 | 0 | 111 | 2.10E+11 | 8.08E+10 | 7850 | 1 | 0.015 | 111 | 2.10E+11 | 8.08E+10 | 1 | 1 | 0.015 | 111 | -16.298 | 0 | 9.3 | 1 | 0 | 111 | 28 | 61 | 3 | 3 | 1 | 0 | 1 | 3 | 1 | TRUE | 195 | 12.99 | -10.6305 | 2.2 | 1 | 0 | 229 | 183 | 272 | 3 | 3 | 1 | 0 | 2 | 1 | 1 | TRUE
6 | 112 | 9.3 | -19.881 | 0 | 0 |  |  | 56.2 | 60 | 10 | 20 | Floater | No | 0 | 0.0006271 | 0 | 0 | 1639000000000 | 1639000000000 | 25330000000 | 25330000000 | 0 | 0 | 1262000000000 | 0.015614 | 131700000000 | 0.65 | N/A | Yes | BEM | Hydrodynamics | (with | Morison | drag) | 0 | 0 | 0 | 112 | -19.881 | 0 | 9.3 | 1 | 0 | 0 | 0 | 0 | [13 empty] | 112 | 28 | 99 | 112 | 112 | 1c | 0 | 0 | 112 | 2.10E+11 | 8.08E+10 | 7850 | 1 | 0.015 | 112 | 2.10E+11 | 8.08E+10 | 1 | 1 | 0.015 | 112 | -19.881 | 0 | 9.3 | 1 | 0 | 112 | 28 | 99 | 3 | 3 | 1 | 0 | 1 | 3 | 1 | TRUE | 196 | 12.99 | -5.5583 | -4.9 | 1 | 0 | 230 | 276 | 186 | 3 | 3 | 1 | 0 | 2 | 1 | 1 | TRUE
7 | 113 | 9.3 | -20.981 | 0 | 0 |  |  | 57.1 | 61 | 1 | 15 | Floater | No | 0 | 4.642e-05 | 0 | 0 | 1182000000 | 1182000000 | 1875000000 | 1875000000 | 0 | 0 | 909900000 | 1.126e-05 | 9748000000 | 0.65 | N/A | Yes | BEM | Hydrodynamics | (with | Morison | drag) | 0 | 0 | 0 | 113 | -20.981 | 0 | 9.3 | 1 | 0 | 0 | 0 | 0 | 57 | 61 | 62 | 57 | 57 | 1c | 0 | 57 | 2.10E+11 | 8.08E+10 | 7850 | 1 | 0.015 | 113 | 28 | 100 | 113 | 113 | 1c | 0 | 0 | 113 | 2.10E+11 | 8.08E+10 | 7850 | 1 | 0.015 | 113 | 2.10E+11 | 8.08E+10 | 1 | 1 | 0.015 | 113 | -20.981 | 0 | 9.3 | 1 | 0 | 113 | 28 | 100 | 3 | 3 | 1 | 0 | 1 | 3 | 1 | TRUE | 197 | 12.99 | 10.6305 | 2.2 | 1 | 0 | 231 | 185 | 186 | 3 | 3 | 1 | 0 | 2 | 1 | 1 | TRUE
1 | 114 | 9.3 | 1.25 | -2.17 | 0 |  |  | 57.2 | 62 | 1 | 15 | Floater | No | 0 | 4.642e-05 | 0 | 0 | 1182000000 | 1182000000 | 1875000000 | 1875000000 | 0 | 0 | 909900000 | 1.126e-05 | 9748000000 | 0.65 | N/A | Yes | BEM | Hydrodynamics | (with | Morison | drag) | 0 | 0 | 0 | 114 | 1.25 | -2.17 | 9.3 | 1 | 0 | 0 | 0 | 0 | [13 empty] | 114 | 43 | 73 | 114 | 114 | 1c | 0 | 0 | 114 | 2.10E+11 | 8.08E+10 | 7850 | 1 | 0.015 | 114 | 2.10E+11 | 8.08E+10 | 1 | 1 | 0.015 | 114 | 1.25 | -2.17 | 9.3 | 1 | 0 | 114 | 43 | 73 | 3 | 3 | 1 | 0 | 1 | 3 | 1 | TRUE | 198 | 12.99 | 5.5583 | -4.9 | 1 | 0 | 232 | 185 | 273 | 3 | 3 | 1 | 0 | 2 | 1 | 1 | TRUE
2 | 115 | 9.3 | 1.97 | -3.412 | 0 |  |  | 58.1 | 62 | 1 | 15 | Floater | No | 0 | 4.642e-05 | 0 | 0 | 1182000000 | 1182000000 | 1875000000 | 1875000000 | 0 | 0 | 909900000 | 1.126e-05 | 9748000000 | 0.65 | N/A | Yes | BEM | Hydrodynamics | (with | Morison | drag) | 0 | 0 | 0 | 115 | 1.97 | -3.412 | 9.3 | 1 | 0 | 0 | 0 | 0 | 58 | 62 | 63 | 58 | 58 | 1c | 0 | 58 | 2.10E+11 | 8.08E+10 | 7850 | 1 | 0.015 | 115 | 43 | 74 | 115 | 115 | 1c | 0 | 0 | 115 | 2.10E+11 | 8.08E+10 | 7850 | 1 | 0.015 | 115 | 2.10E+11 | 8.08E+10 | 1 | 1 | 0.015 | 115 | 1.97 | -3.412 | 9.3 | 1 | 0 | 115 | 43 | 74 | 3 | 3 | 1 | 0 | 1 | 3 | 1 | TRUE | 199 | 7.708 | 19.45 | 5.04 | 1 | 0 | 233 | 63 | 187 | 3 | 3 | 1 | 0 | 2 | 1 | 1 | TRUE
3 | 116 | 9.3 | 3.466 | -6.004 | 0 |  | 1 | 58.2 | 63 | 1 | 15 | Floater | No | 0 | 4.642e-05 | 0 | 0 | 1182000000 | 1182000000 | 1875000000 | 1875000000 | 0 | 0 | 909900000 | 1.126e-05 | 9748000000 | 0.65 | N/A | Yes | BEM | Hydrodynamics | (with | Morison | drag) | 0 | 0 | 0 | 116 | 3.466 | -6.004 | 9.3 | 1 | 0 | 0 | 0 | 0 | [13 empty] | 116 | 43 | 113 | 116 | 116 | 1c | 0 | 0 | 116 | 2.10E+11 | 8.08E+10 | 7850 | 1 | 0.015 | 116 | 2.10E+11 | 8.08E+10 | 1 | 1 | 0.015 | 116 | 3.466 | -6.004 | 9.3 | 1 | 0 | 116 | 43 | 113 | 3 | 3 | 1 | 0 | 1 | 3 | 1 | TRUE | 200 | 7.708 | 19.45 | -3.48 | 1 | 0 | 234 | 187 | 188 | 3 | 3 | 1 | 0 | 2 | 1 | 1 | TRUE
4 | 117 | 9.3 | 5.808 | -10.059 | 0 |  | 1 | 59.1 | 63 | 1 | 15 | Floater | No | 0 | 4.642e-05 | 0 | 0 | 1182000000 | 1182000000 | 1875000000 | 1875000000 | 0 | 0 | 909900000 | 1.126e-05 | 9748000000 | 0.65 | N/A | Yes | BEM | Hydrodynamics | (with | Morison | drag) | 0 | 0 | 0 | 117 | 5.808 | -10.059 | 9.3 | 1 | 0 | 0 | 0 | 0 | 59 | 63 | 64 | 59 | 59 | 1c | 0 | 59 | 2.10E+11 | 8.08E+10 | 7850 | 1 | 0.015 | 117 | 58 | 87 | 117 | 117 | 1c | 0 | 0 | 117 | 2.10E+11 | 8.08E+10 | 7850 | 1 | 0.015 | 117 | 2.10E+11 | 8.08E+10 | 1 | 1 | 0.015 | 117 | 5.808 | -10.059 | 9.3 | 1 | 0 | 117 | 58 | 87 | 3 | 3 | 1 | 0 | 1 | 3 | 1 | TRUE | 201 | -6.485 | 11.25 | 5.04 | 1 | 0 | 235 | 188 | 126 | 3 | 3 | 1 | 0 | 2 | 1 | 1 | TRUE
5 | 118 | 9.3 | 8.149 | -14.115 | 0 |  | 1 | 59.2 | 64 | 1 | 15 | Floater | No | 0 | 4.642e-05 | 0 | 0 | 1182000000 | 1182000000 | 1875000000 | 1875000000 | 0 | 0 | 909900000 | 1.126e-05 | 9748000000 | 0.65 | N/A | Yes | BEM | Hydrodynamics | (with | Morison | drag) | 0 | 0 | 0 | 118 | 8.149 | -14.115 | 9.3 | 1 | 0 | 0 | 0 | 0 | [13 empty] | 118 | 58 | 120 | 118 | 118 | 1c | 0 | 0 | 118 | 2.10E+11 | 8.08E+10 | 7850 | 1 | 0.015 | 118 | 2.10E+11 | 8.08E+10 | 1 | 1 | 0.015 | 118 | 8.149 | -14.115 | 9.3 | 1 | 0 | 118 | 58 | 120 | 3 | 3 | 1 | 0 | 1 | 3 | 1 | TRUE | 202 | -6.485 | 11.25 | -3.48 | 1 | 0 | 236 | 71 | 189 | 3 | 3 | 1 | 0 | 2 | 1 | 1 | TRUE
6 | 119 | 9.3 | 9.94 | -17.217 | 0 |  |  | 60.1 | 64 | 1 | 15 | Floater | No | 0 | 4.642e-05 | 0 | 0 | 1182000000 | 1182000000 | 1875000000 | 1875000000 | 0 | 0 | 909900000 | 1.126e-05 | 9748000000 | 0.65 | N/A | Yes | BEM | Hydrodynamics | (with | Morison | drag) | 0 | 0 | 0 | 119 | 9.94 | -17.217 | 9.3 | 1 | 0 | 0 | 0 | 0 | 60 | 64 | 65 | 60 | 60 | 1c | 0 | 60 | 2.10E+11 | 8.08E+10 | 7850 | 1 | 0.015 | 119 | 13 | 106 | 119 | 119 | 1c | 0 | 0 | 119 | 2.10E+11 | 8.08E+10 | 7850 | 1.3 | 0.02 | 119 | 2.10E+11 | 8.08E+10 | 1 | 1.3 | 0.02 | 119 | 9.94 | -17.217 | 9.3 | 1 | 0 | 119 | 13 | 106 | 3 | 3 | 1 | 0 | 1 | 3 | 1 | TRUE | 203 | -20.698 | 3.05 | 5.04 | 1 | 0 | 237 | 189 | 190 | 3 | 3 | 1 | 0 | 2 | 1 | 1 | TRUE
7 | 120 | 9.3 | 10.49 | -18.17 | 0 |  |  | 60.2 | 65 | 1 | 15 | Floater | No | 0 | 4.642e-05 | 0 | 0 | 1182000000 | 1182000000 | 1875000000 | 1875000000 | 0 | 0 | 909900000 | 1.126e-05 | 9748000000 | 0.65 | N/A | Yes | BEM | Hydrodynamics | (with | Morison | drag) | 0 | 0 | 0 | 120 | 10.49 | -18.17 | 9.3 | 1 | 0 | 0 | 0 | 0 | [13 empty] | 120 | 13 | 107 | 120 | 120 | 1c | 0 | 0 | 120 | 2.10E+11 | 8.08E+10 | 7850 | 1.3 | 0.02 | 120 | 2.10E+11 | 8.08E+10 | 1 | 1.3 | 0.02 | 120 | 10.49 | -18.17 | 9.3 | 1 | 0 | 120 | 13 | 107 | 3 | 3 | 1 | 0 | 1 | 3 | 1 | TRUE | 204 | -20.698 | 3.05 | -3.48 | 1 | 0 | 238 | 190 | 128 | 3 | 3 | 1 | 0 | 2 | 1 | 1 | TRUE
1 | 121 | -12 | 8.66 | 20 | 0 |  |  | 61.1 | 65 | 1 | 15 | Floater | No | 0 | 4.642e-05 | 0 | 0 | 1182000000 | 1182000000 | 1875000000 | 1875000000 | 0 | 0 | 909900000 | 1.126e-05 | 9748000000 | 0.65 | N/A | Yes | BEM | Hydrodynamics | (with | Morison | drag) | 0 | 0 | 0 | 121 | 8.66 | 20 | -12 | 1 | 0 | 0 | 0 | 0 | 61 | 65 | 66 | 61 | 61 | 1c | 0 | 61 | 2.10E+11 | 8.08E+10 | 7850 | 1 | 0.015 | 121 | 13 | 114 | 121 | 121 | 1c | 0 | 0 | 121 | 2.10E+11 | 8.08E+10 | 7850 | 1.3 | 0.02 | 121 | 2.10E+11 | 8.08E+10 | 1 | 1.3 | 0.02 | 121 | 8.66 | 20 | -12 | 1 | 0 | 121 | 13 | 114 | 3 | 3 | 1 | 0 | 1 | 3 | 1 | TRUE | 205 | -20.698 | -3.05 | 5.04 | 1 | 0 | 239 | 76 | 191 | 3 | 3 | 1 | 0 | 2 | 1 | 1 | TRUE
2 | 122 | -12 | 7.708 | 19.45 | 0 |  |  | 61.2 | 66 | 1 | 15 | Floater | No | 0 | 4.642e-05 | 0 | 0 | 1182000000 | 1182000000 | 1875000000 | 1875000000 | 0 | 0 | 909900000 | 1.126e-05 | 9748000000 | 0.65 | N/A | Yes | BEM | Hydrodynamics | (with | Morison | drag) | 0 | 0 | 0 | 122 | 7.708 | 19.45 | -12 | 1 | 0 | 0 | 0 | 0 | [13 empty] | 122 | 17 | 121 | 122 | 122 | 1c | 0 | 0 | 122 | 2.10E+11 | 8.08E+10 | 7850 | 1 | 0.02 | 122 | 2.10E+11 | 8.08E+10 | 1 | 1 | 0.02 | 122 | 7.708 | 19.45 | -12 | 1 | 0 | 122 | 17 | 121 | 3 | 3 | 1 | 0 | 1 | 3 | 1 | TRUE | 206 | -20.698 | -3.05 | -3.48 | 1 | 0 | 240 | 191 | 192 | 3 | 3 | 1 | 0 | 2 | 1 | 1 | TRUE
3 | 123 | -12 | 5.292 | 18.056 | 0 |  | 1 | 62.1 | 66 | 1 | 15 | Floater | No | 0 | 4.642e-05 | 0 | 0 | 1182000000 | 1182000000 | 1875000000 | 1875000000 | 0 | 0 | 909900000 | 1.126e-05 | 9748000000 | 0.65 | N/A | Yes | BEM | Hydrodynamics | (with | Morison | drag) | 0 | 0 | 0 | 123 | 5.292 | 18.056 | -12 | 1 | 0 | 0 | 0 | 0 | 62 | 66 | 67 | 62 | 62 | 1c | 0 | 62 | 2.10E+11 | 8.08E+10 | 7850 | 1 | 0.015 | 123 | 121 | 122 | 123 | 123 | 1c | 0 | 0 | 123 | 2.10E+11 | 8.08E+10 | 7850 | 1 | 0.02 | 123 | 2.10E+11 | 8.08E+10 | 1 | 1 | 0.02 | 123 | 5.292 | 18.056 | -12 | 1 | 0 | 123 | 121 | 122 | 3 | 3 | 1 | 0 | 1 | 3 | 1 | TRUE | 207 | -6.495 | -11.25 | 5.04 | 1 | 0 | 241 | 192 | 139 | 3 | 3 | 1 | 0 | 2 | 1 | 1 | TRUE
4 | 124 | -12 | 1.925 | 16.111 | 0 |  | 1 | 62.2 | 67 | 1 | 15 | Floater | No | 0 | 4.642e-05 | 0 | 0 | 1182000000 | 1182000000 | 1875000000 | 1875000000 | 0 | 0 | 909900000 | 1.126e-05 | 9748000000 | 0.65 | N/A | Yes | BEM | Hydrodynamics | (with | Morison | drag) | 0 | 0 | 0 | 124 | 1.925 | 16.111 | -12 | 1 | 0 | 0 | 0 | 0 | [13 empty] | 124 | 122 | 123 | 124 | 124 | 1c | 0 | 0 | 124 | 2.10E+11 | 8.08E+10 | 7850 | 1 | 0.02 | 124 | 2.10E+11 | 8.08E+10 | 1 | 1 | 0.02 | 124 | 1.925 | 16.111 | -12 | 1 | 0 | 124 | 122 | 123 | 3 | 3 | 1 | 0 | 1 | 3 | 1 | TRUE | 208 | -6.495 | -11.25 | -3.48 | 1 | 0 | 242 | 84 | 193 | 3 | 3 | 1 | 0 | 2 | 1 | 1 | TRUE
5 | 125 | -12 | -1.443 | 14.167 | 0 |  | 1 | 63.1 | 67 | 1 | 15 | Floater | No | 0 | 4.642e-05 | 0 | 0 | 1182000000 | 1182000000 | 1875000000 | 1875000000 | 0 | 0 | 909900000 | 1.126e-05 | 9748000000 | 0.65 | N/A | Yes | BEM | Hydrodynamics | (with | Morison | drag) | 0 | 0 | 0 | 125 | -1.443 | 14.167 | -12 | 1 | 0 | 0 | 0 | 0 | 63 | 67 | 68 | 63 | 63 | 1c | 0 | 63 | 2.10E+11 | 8.08E+10 | 7850 | 1 | 0.015 | 125 | 123 | 124 | 125 | 125 | 1c | 0 | 0 | 125 | 2.10E+11 | 8.08E+10 | 7850 | 1 | 0.02 | 125 | 2.10E+11 | 8.08E+10 | 1 | 1 | 0.02 | 125 | -1.443 | 14.167 | -12 | 1 | 0 | 125 | 123 | 124 | 3 | 3 | 1 | 0 | 1 | 3 | 1 | TRUE | 209 | 7.708 | -19.45 | 5.04 | 1 | 0 | 243 | 193 | 194 | 3 | 3 | 1 | 0 | 2 | 1 | 1 | TRUE
6 | 126 | -12 | -6.074 | 11.493 | 0 |  |  | 63.2 | 68 | 1 | 15 | Floater | No | 0 | 4.642e-05 | 0 | 0 | 1182000000 | 1182000000 | 1875000000 | 1875000000 | 0 | 0 | 909900000 | 1.126e-05 | 9748000000 | 0.65 | N/A | Yes | BEM | Hydrodynamics | (with | Morison | drag) | 0 | 0 | 0 | 126 | -6.074 | 11.493 | -12 | 1 | 0 | 0 | 0 | 0 | [13 empty] | 126 | 124 | 125 | 126 | 126 | 1c | 0 | 0 | 126 | 2.10E+11 | 8.08E+10 | 7850 | 1 | 0.02 | 126 | 2.10E+11 | 8.08E+10 | 1 | 1 | 0.02 | 126 | -6.074 | 11.493 | -12 | 1 | 0 | 126 | 124 | 125 | 3 | 3 | 1 | 0 | 1 | 3 | 1 | TRUE | 210 | 7.708 | -19.45 | -3.48 | 1 | 0 | 244 | 194 | 141 | 3 | 3 | 1 | 0 | 2 | 1 | 1 | TRUE
7 | 127 | -12 | -6.495 | 11.25 | 0 |  |  | 64.1 | 68 | 1 | 15 | Floater | No | 0 | 4.642e-05 | 0 | 0 | 1182000000 | 1182000000 | 1875000000 | 1875000000 | 0 | 0 | 909900000 | 1.126e-05 | 9748000000 | 0.65 | N/A | Yes | BEM | Hydrodynamics | (with | Morison | drag) | 0 | 0 | 0 | 127 | -6.495 | 11.25 | -12 | 1 | 0 | 0 | 0 | 0 | 64 | 68 | 69 | 64 | 64 | 1c | 0 | 64 | 2.10E+11 | 8.08E+10 | 7850 | 1 | 0.015 | 127 | 125 | 126 | 127 | 127 | 1c | 0 | 0 | 127 | 2.10E+11 | 8.08E+10 | 7850 | 1 | 0.02 | 127 | 2.10E+11 | 8.08E+10 | 1 | 1 | 0.02 | 127 | -6.495 | 11.25 | -12 | 1 | 0 | 127 | 125 | 126 | 3 | 3 | 1 | 0 | 1 | 3 | 1 | TRUE | 211 | 12.99 | -16.44 | 5.04 | 1 | 0 | 245 | 89 | 195 | 3 | 3 | 1 | 0 | 2 | 1 | 1 | TRUE
8 | 128 | -12 | -6.916 | 11.007 | 0 |  |  | 64.2 | 69 | 1 | 15 | Floater | No | 0 | 4.642e-05 | 0 | 0 | 1182000000 | 1182000000 | 1875000000 | 1875000000 | 0 | 0 | 909900000 | 1.126e-05 | 9748000000 | 0.65 | N/A | Yes | BEM | Hydrodynamics | (with | Morison | drag) | 0 | 0 | 0 | 128 | -6.916 | 11.007 | -12 | 1 | 0 | 0 | 0 | 0 | [13 empty] | 128 | 126 | 127 | 128 | 128 | 1c | 0 | 0 | 128 | 2.10E+11 | 8.08E+10 | 7850 | 1 | 0.02 | 128 | 2.10E+11 | 8.08E+10 | 1 | 1 | 0.02 | 128 | -6.916 | 11.007 | -12 | 1 | 0 | 128 | 126 | 127 | 3 | 3 | 1 | 0 | 1 | 3 | 1 | TRUE | 212 | 12.99 | -16.44 | -3.48 | 1 | 0 | 246 | 195 | 196 | 3 | 3 | 1 | 0 | 2 | 1 | 1 | TRUE
9 | 129 | -12 | -11.547 | 8.333 | 0 |  | 1 | 65.1 | 69 | 1 | 15 | Floater | No | 0 | 4.642e-05 | 0 | 0 | 1182000000 | 1182000000 | 1875000000 | 1875000000 | 0 | 0 | 909900000 | 1.126e-05 | 9748000000 | 0.65 | N/A | Yes | BEM | Hydrodynamics | (with | Morison | drag) | 0 | 0 | 0 | 129 | -11.547 | 8.333 | -12 | 1 | 0 | 0 | 0 | 0 | 65 | 69 | 70 | 65 | 65 | 1c | 0 | 65 | 2.10E+11 | 8.08E+10 | 7850 | 1 | 0.015 | 129 | 127 | 128 | 129 | 129 | 1c | 0 | 0 | 129 | 2.10E+11 | 8.08E+10 | 7850 | 1 | 0.02 | 129 | 2.10E+11 | 8.08E+10 | 1 | 1 | 0.02 | 129 | -11.547 | 8.333 | -12 | 1 | 0 | 129 | 127 | 128 | 3 | 3 | 1 | 0 | 1 | 3 | 1 | TRUE | 213 | 12.99 | 0 | 5.04 | 1 | 0 | 247 | 196 | 152 | 3 | 3 | 1 | 0 | 2 | 1 | 1 | TRUE
10 | 130 | -12 | -14.915 | 6.389 | 0 |  | 1 | 65.2 | 70 | 1 | 15 | Floater | No | 0 | 4.642e-05 | 0 | 0 | 1182000000 | 1182000000 | 1875000000 | 1875000000 | 0 | 0 | 909900000 | 1.126e-05 | 9748000000 | 0.65 | N/A | Yes | BEM | Hydrodynamics | (with | Morison | drag) | 0 | 0 | 0 | 130 | -14.915 | 6.389 | -12 | 1 | 0 | 0 | 0 | 0 | [13 empty] | 130 | 128 | 129 | 130 | 130 | 1c | 0 | 0 | 130 | 2.10E+11 | 8.08E+10 | 7850 | 1 | 0.02 | 130 | 2.10E+11 | 8.08E+10 | 1 | 1 | 0.02 | 130 | -14.915 | 6.389 | -12 | 1 | 0 | 130 | 128 | 129 | 3 | 3 | 1 | 0 | 1 | 3 | 1 | TRUE | 214 | 12.99 | 0 | -3.48 | 1 | 0 | 248 | 97 | 197 | 3 | 3 | 1 | 0 | 2 | 1 | 1 | TRUE
11 | 131 | -12 | -18.283 | 4.444 | 0 |  | 1 | 66.1 | 70 | 1 | 15 | Floater | No | 0 | 4.642e-05 | 0 | 0 | 1182000000 | 1182000000 | 1875000000 | 1875000000 | 0 | 0 | 909900000 | 1.126e-05 | 9748000000 | 0.65 | N/A | Yes | BEM | Hydrodynamics | (with | Morison | drag) | 0 | 0 | 0 | 131 | -18.283 | 4.444 | -12 | 1 | 0 | 0 | 0 | 0 | 66 | 70 | 71 | 66 | 66 | 1c | 0 | 66 | 2.10E+11 | 8.08E+10 | 7850 | 1 | 0.015 | 131 | 129 | 130 | 131 | 131 | 1c | 0 | 0 | 131 | 2.10E+11 | 8.08E+10 | 7850 | 1 | 0.02 | 131 | 2.10E+11 | 8.08E+10 | 1 | 1 | 0.02 | 131 | -18.283 | 4.444 | -12 | 1 | 0 | 131 | 129 | 130 | 3 | 3 | 1 | 0 | 1 | 3 | 1 | TRUE | 215 | 12.99 | 16.4 | 5.04 | 1 | 0 | 249 | 197 | 198 | 3 | 3 | 1 | 0 | 2 | 1 | 1 | TRUE
12 | 132 | -12 | -20.698 | 3.05 | 0 |  |  | 66.2 | 71 | 1 | 15 | Floater | No | 0 | 4.642e-05 | 0 | 0 | 1182000000 | 1182000000 | 1875000000 | 1875000000 | 0 | 0 | 909900000 | 1.126e-05 | 9748000000 | 0.65 | N/A | Yes | BEM | Hydrodynamics | (with | Morison | drag) | 0 | 0 | 0 | 132 | -20.698 | 3.05 | -12 | 1 | 0 | 0 | 0 | 0 | [13 empty] | 132 | 130 | 131 | 132 | 132 | 1c | 0 | 0 | 132 | 2.10E+11 | 8.08E+10 | 7850 | 1 | 0.02 | 132 | 2.10E+11 | 8.08E+10 | 1 | 1 | 0.02 | 132 | -20.698 | 3.05 | -12 | 1 | 0 | 132 | 130 | 131 | 3 | 3 | 1 | 0 | 1 | 3 | 1 | TRUE | 216 | 12.99 | 16.4 | -3.48 | 1 | 0 | 250 | 198 | 154 | 3 | 3 | 1 | 0 | 2 | 1 | 1 | TRUE
13 | 133 | -12 | -21.651 | 2.5 | 0 |  |  | 67.1 | 71 | 1 | 15 | Floater | No | 0 | 4.642e-05 | 0 | 0 | 1182000000 | 1182000000 | 1875000000 | 1875000000 | 0 | 0 | 909900000 | 1.126e-05 | 9748000000 | 0.65 | N/A | Yes | BEM | Hydrodynamics | (with | Morison | drag) | 0 | 0 | 0 | 133 | -21.651 | 2.5 | -12 | 1 | 0 | 0 | 0 | 0 | 67 | 71 | 72 | 67 | 67 | 1c | 0 | 67 | 2.10E+11 | 8.08E+10 | 7850 | 1 | 0.015 | 133 | 131 | 132 | 133 | 133 | 1c | 0 | 0 | 133 | 2.10E+11 | 8.08E+10 | 7850 | 1 | 0.02 | 133 | 2.10E+11 | 8.08E+10 | 1 | 1 | 0.02 | 133 | -21.651 | 2.5 | -12 | 1 | 0 | 133 | 131 | 132 | 3 | 3 | 1 | 0 | 1 | 3 | 1 | TRUE | 217 | 1.97 | 3.412 | 6.06 | 1 | 0 | 251 | 62 | 199 | 3 | 3 | 1 | 0 | 2 | 1 | 1 | TRUE
1 | 134 | -12 | -21.651 | -2.5 | 0 |  |  | 67.2 | 72 | 1 | 15 | Floater | No | 0 | 4.642e-05 | 0 | 0 | 1182000000 | 1182000000 | 1875000000 | 1875000000 | 0 | 0 | 909900000 | 1.126e-05 | 9748000000 | 0.65 | N/A | Yes | BEM | Hydrodynamics | (with | Morison | drag) | 0 | 0 | 0 | 134 | -21.651 | -2.5 | -12 | 1 | 0 | 0 | 0 | 0 | [13 empty] | 134 | 132 | 133 | 134 | 134 | 1c | 0 | 0 | 134 | 2.10E+11 | 8.08E+10 | 7850 | 1 | 0.02 | 134 | 2.10E+11 | 8.08E+10 | 1 | 1 | 0.02 | 134 | -21.651 | -2.5 | -12 | 1 | 0 | 134 | 132 | 133 | 3 | 3 | 1 | 0 | 1 | 3 | 1 | TRUE | 218 | 1.97 | 3.412 | -11.05 | 1 | 0 | 252 | 199 | 200 | 3 | 3 | 1 | 0 | 2 | 1 | 1 | TRUE
2 | 135 | -12 | -20.698 | -3.05 | 0 |  |  | 68.1 | 72 | 1 | 15 | Floater | No | 0 | 4.642e-05 | 0 | 0 | 1182000000 | 1182000000 | 1875000000 | 1875000000 | 0 | 0 | 909900000 | 1.126e-05 | 9748000000 | 0.65 | N/A | Yes | BEM | Hydrodynamics | (with | Morison | drag) | 0 | 0 | 0 | 135 | -20.698 | -3.05 | -12 | 1 | 0 | 0 | 0 | 0 | 68 | 72 | 73 | 68 | 68 | 1c | 0 | 68 | 2.10E+11 | 8.08E+10 | 7850 | 1 | 0.015 | 135 | 133 | 32 | 135 | 135 | 1c | 0 | 0 | 135 | 2.10E+11 | 8.08E+10 | 7850 | 1 | 0.02 | 135 | 2.10E+11 | 8.08E+10 | 1 | 1 | 0.02 | 135 | -20.698 | -3.05 | -12 | 1 | 0 | 135 | 133 | 32 | 3 | 3 | 1 | 0 | 1 | 3 | 1 | TRUE | 219 | -3.94 | 0 | 6.06 | 1 | 0 | 253 | 200 | 122 | 3 | 3 | 1 | 0 | 2 | 1 | 1 | TRUE
3 | 136 | -12 | -18.283 | -4.444 | 0 |  | 1 | 68.2 | 73 | 1 | 15 | Floater | No | 0 | 4.642e-05 | 0 | 0 | 1182000000 | 1182000000 | 1875000000 | 1875000000 | 0 | 0 | 909900000 | 1.126e-05 | 9748000000 | 0.65 | N/A | Yes | BEM | Hydrodynamics | (with | Morison | drag) | 0 | 0 | 0 | 136 | -18.283 | -4.444 | -12 | 1 | 0 | 0 | 0 | 0 | [13 empty] | 136 | 47 | 147 | 136 | 136 | 1c | 0 | 0 | 136 | 2.10E+11 | 8.08E+10 | 7850 | 1 | 0.02 | 136 | 2.10E+11 | 8.08E+10 | 1 | 1 | 0.02 | 136 | -18.283 | -4.444 | -12 | 1 | 0 | 136 | 47 | 147 | 3 | 3 | 1 | 0 | 1 | 3 | 1 | TRUE | 220 | -3.94 | 0 | -11.05 | 1 | 0 | 254 | 67 | 201 | 3 | 3 | 1 | 0 | 2 | 1 | 1 | TRUE
4 | 137 | -12 | -14.915 | -6.389 | 0 |  | 1 | 69.1 | 74 | 1 | 15 | Floater | No | 0 | 4.642e-05 | 0 | 0 | 1182000000 | 1182000000 | 1875000000 | 1875000000 | 0 | 0 | 909900000 | 1.126e-05 | 9748000000 | 0.65 | N/A | Yes | BEM | Hydrodynamics | (with | Morison | drag) | 0 | 0 | 0 | 137 | -14.915 | -6.389 | -12 | 1 | 0 | 0 | 0 | 0 | 69 | 74 | 75 | 69 | 69 | 1c | 0 | 69 | 2.10E+11 | 8.08E+10 | 7850 | 1 | 0.015 | 137 | 147 | 148 | 137 | 137 | 1c | 0 | 0 | 137 | 2.10E+11 | 8.08E+10 | 7850 | 1 | 0.02 | 137 | 2.10E+11 | 8.08E+10 | 1 | 1 | 0.02 | 137 | -14.915 | -6.389 | -12 | 1 | 0 | 137 | 147 | 148 | 3 | 3 | 1 | 0 | 1 | 3 | 1 | TRUE | 221 | 1.97 | -3.412 | 6.06 | 1 | 0 | 255 | 201 | 202 | 3 | 3 | 1 | 0 | 2 | 1 | 1 | TRUE
5 | 138 | -12 | -11.547 | -8.333 | 0 |  | 1 | 69.2 | 75 | 1 | 15 | Floater | No | 0 | 4.642e-05 | 0 | 0 | 1182000000 | 1182000000 | 1875000000 | 1875000000 | 0 | 0 | 909900000 | 1.126e-05 | 9748000000 | 0.65 | N/A | Yes | BEM | Hydrodynamics | (with | Morison | drag) | 0 | 0 | 0 | 138 | -11.547 | -8.333 | -12 | 1 | 0 | 0 | 0 | 0 | [13 empty] | 138 | 148 | 149 | 138 | 138 | 1c | 0 | 0 | 138 | 2.10E+11 | 8.08E+10 | 7850 | 1 | 0.02 | 138 | 2.10E+11 | 8.08E+10 | 1 | 1 | 0.02 | 138 | -11.547 | -8.333 | -12 | 1 | 0 | 138 | 148 | 149 | 3 | 3 | 1 | 0 | 1 | 3 | 1 | TRUE | 222 | 1.97 | -3.412 | -11.05 | 1 | 0 | 256 | 202 | 127 | 3 | 3 | 1 | 0 | 2 | 1 | 1 | TRUE
6 | 139 | -12 | -6.916 | -11.007 | 0 |  |  | 70.1 | 75 | 1 | 15 | Floater | No | 0 | 4.642e-05 | 0 | 0 | 1182000000 | 1182000000 | 1875000000 | 1875000000 | 0 | 0 | 909900000 | 1.126e-05 | 9748000000 | 0.65 | N/A | Yes | BEM | Hydrodynamics | (with | Morison | drag) | 0 | 0 | 0 | 139 | -6.916 | -11.007 | -12 | 1 | 0 | 0 | 0 | 0 | 70 | 75 | 76 | 70 | 70 | 1c | 0 | 70 | 2.10E+11 | 8.08E+10 | 7850 | 1 | 0.015 | 139 | 149 | 150 | 139 | 139 | 1c | 0 | 0 | 139 | 2.10E+11 | 8.08E+10 | 7850 | 1 | 0.02 | 139 | 2.10E+11 | 8.08E+10 | 1 | 1 | 0.02 | 139 | -6.916 | -11.007 | -12 | 1 | 0 | 139 | 149 | 150 | 3 | 3 | 1 | 0 | 1 | 3 | 1 | TRUE | 229 | 0 | 0 | 12 | 1 | 0 | 257 | 72 | 203 | 3 | 3 | 1 | 0 | 2 | 1 | 1 | TRUE
7 | 140 | -12 | -6.495 | -11.25 | 0 |  |  | 70.2 | 76 | 1 | 15 | Floater | No | 0 | 4.642e-05 | 0 | 0 | 1182000000 | 1182000000 | 1875000000 | 1875000000 | 0 | 0 | 909900000 | 1.126e-05 | 9748000000 | 0.65 | N/A | Yes | BEM | Hydrodynamics | (with | Morison | drag) | 0 | 0 | 0 | 140 | -6.495 | -11.25 | -12 | 1 | 0 | 0 | 0 | 0 | [13 empty] | 140 | 150 | 151 | 140 | 140 | 1c | 0 | 0 | 140 | 2.10E+11 | 8.08E+10 | 7850 | 1 | 0.02 | 140 | 2.10E+11 | 8.08E+10 | 1 | 1 | 0.02 | 140 | -6.495 | -11.25 | -12 | 1 | 0 | 140 | 150 | 151 | 3 | 3 | 1 | 0 | 1 | 3 | 1 | TRUE | 265 | 9.94 | 17.217 | 5.04 | 1 | 0 | 258 | 203 | 204 | 3 | 3 | 1 | 0 | 2 | 1 | 1 | TRUE
8 | 141 | -12 | -6.074 | -11.493 | 0 |  |  | 71.1 | 76 | 1 | 15 | Floater | No | 0 | 4.642e-05 | 0 | 0 | 1182000000 | 1182000000 | 1875000000 | 1875000000 | 0 | 0 | 909900000 | 1.126e-05 | 9748000000 | 0.65 | N/A | Yes | BEM | Hydrodynamics | (with | Morison | drag) | 0 | 0 | 0 | 141 | -6.074 | -11.493 | -12 | 1 | 0 | 0 | 0 | 0 | 71 | 76 | 77 | 71 | 71 | 1c | 0 | 71 | 2.10E+11 | 8.08E+10 | 7850 | 1 | 0.015 | 141 | 151 | 152 | 141 | 141 | 1c | 0 | 0 | 141 | 2.10E+11 | 8.08E+10 | 7850 | 1 | 0.02 | 141 | 2.10E+11 | 8.08E+10 | 1 | 1 | 0.02 | 141 | -6.074 | -11.493 | -12 | 1 | 0 | 141 | 151 | 152 | 3 | 3 | 1 | 0 | 1 | 3 | 1 | TRUE | 266 | 9.94 | 17.217 | -8.76 | 1 | 0 | 259 | 204 | 132 | 3 | 3 | 1 | 0 | 2 | 1 | 1 | TRUE
9 | 142 | -12 | -1.443 | -14.167 | 0 |  | 1 | 71.2 | 77 | 1 | 15 | Floater | No | 0 | 4.642e-05 | 0 | 0 | 1182000000 | 1182000000 | 1875000000 | 1875000000 | 0 | 0 | 909900000 | 1.126e-05 | 9748000000 | 0.65 | N/A | Yes | BEM | Hydrodynamics | (with | Morison | drag) | 0 | 0 | 0 | 142 | -1.443 | -14.167 | -12 | 1 | 0 | 0 | 0 | 0 | [13 empty] | 142 | 152 | 153 | 142 | 142 | 1c | 0 | 0 | 142 | 2.10E+11 | 8.08E+10 | 7850 | 1 | 0.02 | 142 | 2.10E+11 | 8.08E+10 | 1 | 1 | 0.02 | 142 | -1.443 | -14.167 | -12 | 1 | 0 | 142 | 152 | 153 | 3 | 3 | 1 | 0 | 1 | 3 | 1 | TRUE | 267 | -19.881 | 0 | 5.04 | 1 | 0 | 260 | 75 | 205 | 3 | 3 | 1 | 0 | 2 | 1 | 1 | TRUE
10 | 143 | -12 | 1.925 | -16.111 | 0 |  | 1 | 72.1 | 77 | 1 | 15 | Floater | No | 0 | 4.642e-05 | 0 | 0 | 1182000000 | 1182000000 | 1875000000 | 1875000000 | 0 | 0 | 909900000 | 1.126e-05 | 9748000000 | 0.65 | N/A | Yes | BEM | Hydrodynamics | (with | Morison | drag) | 0 | 0 | 0 | 143 | 1.925 | -16.111 | -12 | 1 | 0 | 0 | 0 | 0 | 72 | 77 | 78 | 72 | 72 | 1c | 0 | 72 | 2.10E+11 | 8.08E+10 | 7850 | 1 | 0.015 | 143 | 153 | 154 | 143 | 143 | 1c | 0 | 0 | 143 | 2.10E+11 | 8.08E+10 | 7850 | 1 | 0.02 | 143 | 2.10E+11 | 8.08E+10 | 1 | 1 | 0.02 | 143 | 1.925 | -16.111 | -12 | 1 | 0 | 143 | 153 | 154 | 3 | 3 | 1 | 0 | 1 | 3 | 1 | TRUE | 268 | -19.881 | 0 | -8.76 | 1 | 0 | 261 | 205 | 206 | 3 | 3 | 1 | 0 | 2 | 1 | 1 | TRUE
11 | 144 | -12 | 5.292 | -18.056 | 0 |  | 1 | 72.2 | 78 | 1 | 15 | Floater | No | 0 | 4.642e-05 | 0 | 0 | 1182000000 | 1182000000 | 1875000000 | 1875000000 | 0 | 0 | 909900000 | 1.126e-05 | 9748000000 | 0.65 | N/A | Yes | BEM | Hydrodynamics | (with | Morison | drag) | 0 | 0 | 0 | 144 | 5.292 | -18.056 | -12 | 1 | 0 | 0 | 0 | 0 | [13 empty] | 144 | 154 | 155 | 144 | 144 | 1c | 0 | 0 | 144 | 2.10E+11 | 8.08E+10 | 7850 | 1 | 0.02 | 144 | 2.10E+11 | 8.08E+10 | 1 | 1 | 0.02 | 144 | 5.292 | -18.056 | -12 | 1 | 0 | 144 | 154 | 155 | 3 | 3 | 1 | 0 | 1 | 3 | 1 | TRUE | 269 | 9.94 | -17.217 | 5.04 | 1 | 0 | 262 | 206 | 135 | 3 | 3 | 1 | 0 | 2 | 1 | 1 | TRUE
12 | 145 | -12 | 7.708 | -19.45 | 0 |  |  | 73.1 | 78 | 1 | 15 | Floater | No | 0 | 4.642e-05 | 0 | 0 | 1182000000 | 1182000000 | 1875000000 | 1875000000 | 0 | 0 | 909900000 | 1.126e-05 | 9748000000 | 0.65 | N/A | Yes | BEM | Hydrodynamics | (with | Morison | drag) | 0 | 0 | 0 | 145 | 7.708 | -19.45 | -12 | 1 | 0 | 0 | 0 | 0 | 73 | 78 | 79 | 73 | 73 | 1c | 0 | 73 | 2.10E+11 | 8.08E+10 | 7850 | 1 | 0.015 | 145 | 155 | 156 | 145 | 145 | 1c | 0 | 0 | 145 | 2.10E+11 | 8.08E+10 | 7850 | 1 | 0.02 | 145 | 2.10E+11 | 8.08E+10 | 1 | 1 | 0.02 | 145 | 7.708 | -19.45 | -12 | 1 | 0 | 145 | 155 | 156 | 3 | 3 | 1 | 0 | 1 | 3 | 1 | TRUE | 270 | 9.94 | -17.217 | -8.76 | 1 | 0 | 263 | 80 | 207 | 3 | 3 | 1 | 0 | 2 | 1 | 1 | TRUE
13 | 146 | -12 | 8.66 | -20 | 0 |  |  | 73.2 | 79 | 1 | 15 | Floater | No | 0 | 4.642e-05 | 0 | 0 | 1182000000 | 1182000000 | 1875000000 | 1875000000 | 0 | 0 | 909900000 | 1.126e-05 | 9748000000 | 0.65 | N/A | Yes | BEM | Hydrodynamics | (with | Morison | drag) | 0 | 0 | 0 | 146 | 8.66 | -20 | -12 | 1 | 0 | 0 | 0 | 0 | [13 empty] | 146 | 156 | 157 | 146 | 146 | 1c | 0 | 0 | 146 | 2.10E+11 | 8.08E+10 | 7850 | 1 | 0.02 | 146 | 2.10E+11 | 8.08E+10 | 1 | 1 | 0.02 | 146 | 8.66 | -20 | -12 | 1 | 0 | 146 | 156 | 157 | 3 | 3 | 1 | 0 | 1 | 3 | 1 | TRUE | 271 | 1.97 | 3.412 | 8.5 | 1 | 0 | 264 | 207 | 208 | 3 | 3 | 1 | 0 | 2 | 1 | 1 | TRUE
1 | 147 | -12 | 12.99 | -17.5 | 0 |  |  | 74.1 | 79 | 1 | 15 | Floater | No | 0 | 4.642e-05 | 0 | 0 | 1182000000 | 1182000000 | 1875000000 | 1875000000 | 0 | 0 | 909900000 | 1.126e-05 | 9748000000 | 0.65 | N/A | Yes | BEM | Hydrodynamics | (with | Morison | drag) | 0 | 0 | 0 | 147 | 12.99 | -17.5 | -12 | 1 | 0 | 0 | 0 | 0 | 74 | 79 | 80 | 74 | 74 | 1c | 0 | 74 | 2.10E+11 | 8.08E+10 | 7850 | 1 | 0.015 | 147 | 157 | 158 | 147 | 147 | 1c | 0 | 0 | 147 | 2.10E+11 | 8.08E+10 | 7850 | 1 | 0.02 | 147 | 2.10E+11 | 8.08E+10 | 1 | 1 | 0.02 | 147 | 12.99 | -17.5 | -12 | 1 | 0 | 147 | 157 | 158 | 3 | 3 | 1 | 0 | 1 | 3 | 1 | TRUE | 272 | -3.94 | 0 | 8.5 | 1 | 0 | 265 | 208 | 140 | 3 | 3 | 1 | 0 | 2 | 1 | 1 | TRUE
2 | 148 | -12 | 12.99 | -16.4 | 0 |  |  | 74.2 | 80 | 1 | 15 | Floater | No | 0 | 4.642e-05 | 0 | 0 | 1182000000 | 1182000000 | 1875000000 | 1875000000 | 0 | 0 | 909900000 | 1.126e-05 | 9748000000 | 0.65 | N/A | Yes | BEM | Hydrodynamics | (with | Morison | drag) | 0 | 0 | 0 | 148 | 12.99 | -16.4 | -12 | 1 | 0 | 0 | 0 | 0 | [13 empty] | 148 | 158 | 159 | 148 | 148 | 1c | 0 | 0 | 148 | 2.10E+11 | 8.08E+10 | 7850 | 1 | 0.02 | 148 | 2.10E+11 | 8.08E+10 | 1 | 1 | 0.02 | 148 | 12.99 | -16.4 | -12 | 1 | 0 | 148 | 158 | 159 | 3 | 3 | 1 | 0 | 1 | 3 | 1 | TRUE | 273 | 1.97 | -3.412 | 8.5 | 1 | 0 | 266 | 85 | 209 | 3 | 3 | 1 | 0 | 2 | 1 | 1 | TRUE
3 | 149 | -12 | 12.99 | -13.611 | 0 |  | 1 | 75.1 | 80 | 1 | 15 | Floater | No | 0 | 4.642e-05 | 0 | 0 | 1182000000 | 1182000000 | 1875000000 | 1875000000 | 0 | 0 | 909900000 | 1.126e-05 | 9748000000 | 0.65 | N/A | Yes | BEM | Hydrodynamics | (with | Morison | drag) | 0 | 0 | 0 | 149 | 12.99 | -13.611 | -12 | 1 | 0 | 0 | 0 | 0 | 75 | 80 | 81 | 75 | 75 | 1c | 0 | 75 | 2.10E+11 | 8.08E+10 | 7850 | 1 | 0.015 | 149 | 159 | 17 | 149 | 149 | 1c | 0 | 0 | 149 | 2.10E+11 | 8.08E+10 | 7850 | 1 | 0.02 | 149 | 2.10E+11 | 8.08E+10 | 1 | 1 | 0.02 | 149 | 12.99 | -13.611 | -12 | 1 | 0 | 149 | 159 | 17 | 3 | 3 | 1 | 0 | 1 | 3 | 1 | TRUE | 274 | 9.94 | 17.217 | -11.5 | 1 | 0 | 267 | 209 | 210 | 3 | 3 | 1 | 0 | 2 | 1 | 1 | TRUE
4 | 150 | -12 | 12.99 | -9.722 | 0 |  | 1 | 75.2 | 81 | 1 | 15 | Floater | No | 0 | 4.642e-05 | 0 | 0 | 1182000000 | 1182000000 | 1875000000 | 1875000000 | 0 | 0 | 909900000 | 1.126e-05 | 9748000000 | 0.65 | N/A | Yes | BEM | Hydrodynamics | (with | Morison | drag) | 0 | 0 | 0 | 150 | 12.99 | -9.722 | -12 | 1 | 0 | 0 | 0 | 0 | [13 empty] | 150 | 17 | 160 | 150 | 150 | 1c | 0 | 0 | 150 | 2.10E+11 | 8.08E+10 | 7850 | 1.3 | 0.02 | 150 | 2.10E+11 | 8.08E+10 | 1 | 1.3 | 0.02 | 150 | 12.99 | -9.722 | -12 | 1 | 0 | 150 | 17 | 160 | 3 | 3 | 1 | 0 | 1 | 3 | 1 | TRUE | 275 | -19.881 | 0 | -11.5 | 1 | 0 | 268 | 210 | 145 | 3 | 3 | 1 | 0 | 2 | 1 | 1 | TRUE
5 | 151 | -12 | 12.99 | -5.833 | 0 |  | 1 | 76.1 | 81 | 1 | 15 | Floater | No | 0 | 4.642e-05 | 0 | 0 | 1182000000 | 1182000000 | 1875000000 | 1875000000 | 0 | 0 | 909900000 | 1.126e-05 | 9748000000 | 0.65 | N/A | Yes | BEM | Hydrodynamics | (with | Morison | drag) | 0 | 0 | 0 | 151 | 12.99 | -5.833 | -12 | 1 | 0 | 0 | 0 | 0 | 76 | 81 | 82 | 76 | 76 | 1c | 0 | 76 | 2.10E+11 | 8.08E+10 | 7850 | 1 | 0.015 | 151 | 160 | 161 | 151 | 151 | 1c | 0 | 0 | 151 | 2.10E+11 | 8.08E+10 | 7850 | 1.3 | 0.02 | 151 | 2.10E+11 | 8.08E+10 | 1 | 1.3 | 0.02 | 151 | 12.99 | -5.833 | -12 | 1 | 0 | 151 | 160 | 161 | 3 | 3 | 1 | 0 | 1 | 3 | 1 | TRUE | 276 | 9.94 | -17.217 | -11.5 | 1 | 0 | 269 | 88 | 211 | 3 | 3 | 1 | 0 | 2 | 1 | 1 | TRUE
6 | 152 | -12 | 12.99 | -0.486 | 0 |  |  | 76.2 | 82 | 1 | 15 | Floater | No | 0 | 4.642e-05 | 0 | 0 | 1182000000 | 1182000000 | 1875000000 | 1875000000 | 0 | 0 | 909900000 | 1.126e-05 | 9748000000 | 0.65 | N/A | Yes | BEM | Hydrodynamics | (with | Morison | drag) | 0 | 0 | 0 | 152 | 12.99 | -0.486 | -12 | 1 | 0 | 0 | 0 | 0 | [13 empty] | 152 | 161 | 162 | 152 | 152 | 1c | 0 | 0 | 152 | 2.10E+11 | 8.08E+10 | 7850 | 1.3 | 0.02 | 152 | 2.10E+11 | 8.08E+10 | 1 | 1.3 | 0.02 | 152 | 12.99 | -0.486 | -12 | 1 | 0 | 152 | 161 | 162 | 3 | 3 | 1 | 0 | 1 | 3 | 1 | TRUE | 277 | -19.881 | 0 | -7.16 | 1 | 0 | 270 | 211 | 212 | 3 | 3 | 1 | 0 | 2 | 1 | 1 | TRUE
7 | 153 | -12 | 12.99 | 0 | 0 |  |  | 77.1 | 82 | 1 | 15 | Floater | No | 0 | 4.642e-05 | 0 | 0 | 1182000000 | 1182000000 | 1875000000 | 1875000000 | 0 | 0 | 909900000 | 1.126e-05 | 9748000000 | 0.65 | N/A | Yes | BEM | Hydrodynamics | (with | Morison | drag) | 0 | 0 | 0 | 153 | 12.99 | 0 | -12 | 1 | 0 | 0 | 0 | 0 | 77 | 82 | 83 | 77 | 77 | 1c | 0 | 77 | 2.10E+11 | 8.08E+10 | 7850 | 1 | 0.015 | 153 | 162 | 163 | 153 | 153 | 1c | 0 | 0 | 153 | 2.10E+11 | 8.08E+10 | 7850 | 1.3 | 0.02 | 153 | 2.10E+11 | 8.08E+10 | 1 | 1.3 | 0.02 | 153 | 12.99 | 0 | -12 | 1 | 0 | 153 | 162 | 163 | 3 | 3 | 1 | 0 | 1 | 3 | 1 | TRUE | 278 | 9.94 | 17.217 | -7.16 | 1 | 0 | 271 | 212 | 148 | 3 | 3 | 1 | 0 | 2 | 1 | 1 | TRUE
8 | 154 | -12 | 12.99 | 0.486 | 0 |  |  | 77.2 | 83 | 1 | 15 | Floater | No | 0 | 4.642e-05 | 0 | 0 | 1182000000 | 1182000000 | 1875000000 | 1875000000 | 0 | 0 | 909900000 | 1.126e-05 | 9748000000 | 0.65 | N/A | Yes | BEM | Hydrodynamics | (with | Morison | drag) | 0 | 0 | 0 | 154 | 12.99 | 0.486 | -12 | 1 | 0 | 0 | 0 | 0 | [13 empty] | 154 | 163 | 164 | 154 | 154 | 1c | 0 | 0 | 154 | 2.10E+11 | 8.08E+10 | 7850 | 1.3 | 0.02 | 154 | 2.10E+11 | 8.08E+10 | 1 | 1.3 | 0.02 | 154 | 12.99 | 0.486 | -12 | 1 | 0 | 154 | 163 | 164 | 3 | 3 | 1 | 0 | 1 | 3 | 1 | TRUE | 279 | 9.94 | -17.217 | -7.16 | 1 | 0 | 272 | 93 | 213 | 3 | 3 | 1 | 0 | 2 | 1 | 1 | TRUE
9 | 155 | -12 | 12.99 | 5.833 | 0 |  | 1 | 78.1 | 83 | 1 | 15 | Floater | No | 0 | 4.642e-05 | 0 | 0 | 1182000000 | 1182000000 | 1875000000 | 1875000000 | 0 | 0 | 909900000 | 1.126e-05 | 9748000000 | 0.65 | N/A | Yes | BEM | Hydrodynamics | (with | Morison | drag) | 0 | 0 | 0 | 155 | 12.99 | 5.833 | -12 | 1 | 0 | 0 | 0 | 0 | 78 | 83 | 84 | 78 | 78 | 1c | 0 | 78 | 2.10E+11 | 8.08E+10 | 7850 | 1 | 0.015 | 155 | 164 | 165 | 155 | 155 | 1c | 0 | 0 | 155 | 2.10E+11 | 8.08E+10 | 7850 | 1.3 | 0.02 | 155 | 2.10E+11 | 8.08E+10 | 1 | 1.3 | 0.02 | 155 | 12.99 | 5.833 | -12 | 1 | 0 | 155 | 164 | 165 | 3 | 3 | 1 | 0 | 1 | 3 | 1 | TRUE | 280 | 1.97 | -3.412 | 4 | 1 | 0 | 273 | 213 | 214 | 3 | 3 | 1 | 0 | 2 | 1 | 1 | TRUE
10 | 156 | -12 | 12.99 | 9.722 | 0 |  | 1 | 78.2 | 84 | 1 | 15 | Floater | No | 0 | 4.642e-05 | 0 | 0 | 1182000000 | 1182000000 | 1875000000 | 1875000000 | 0 | 0 | 909900000 | 1.126e-05 | 9748000000 | 0.65 | N/A | Yes | BEM | Hydrodynamics | (with | Morison | drag) | 0 | 0 | 0 | 156 | 12.99 | 9.722 | -12 | 1 | 0 | 0 | 0 | 0 | [13 empty] | 156 | 165 | 166 | 156 | 156 | 1c | 0 | 0 | 156 | 2.10E+11 | 8.08E+10 | 7850 | 1.3 | 0.02 | 156 | 2.10E+11 | 8.08E+10 | 1 | 1.3 | 0.02 | 156 | 12.99 | 9.722 | -12 | 1 | 0 | 156 | 165 | 166 | 3 | 3 | 1 | 0 | 1 | 3 | 1 | TRUE | 281 | 1.97 | -3.412 | -9.45 | 1 | 0 | 274 | 214 | 153 | 3 | 3 | 1 | 0 | 2 | 1 | 1 | TRUE
11 | 157 | -12 | 12.99 | 13.611 | 0 |  | 1 | 79.1 | 84 | 1 | 15 | Floater | No | 0 | 4.642e-05 | 0 | 0 | 1182000000 | 1182000000 | 1875000000 | 1875000000 | 0 | 0 | 909900000 | 1.126e-05 | 9748000000 | 0.65 | N/A | Yes | BEM | Hydrodynamics | (with | Morison | drag) | 0 | 0 | 0 | 157 | 12.99 | 13.611 | -12 | 1 | 0 | 0 | 0 | 0 | 79 | 84 | 85 | 79 | 79 | 1c | 0 | 79 | 2.10E+11 | 8.08E+10 | 7850 | 1 | 0.015 | 157 | 166 | 2 | 157 | 157 | 1c | 0 | 0 | 157 | 2.10E+11 | 8.08E+10 | 7850 | 1.3 | 0.02 | 157 | 2.10E+11 | 8.08E+10 | 1 | 1.3 | 0.02 | 157 | 12.99 | 13.611 | -12 | 1 | 0 | 157 | 166 | 2 | 3 | 3 | 1 | 0 | 1 | 3 | 1 | TRUE | 282 | -3.94 | 0 | 4 | 1 | 0 | 275 | 98 | 215 | 3 | 3 | 1 | 0 | 2 | 1 | 1 | TRUE
12 | 158 | -12 | 12.99 | 16.4 | 0 |  |  | 79.2 | 85 | 1 | 15 | Floater | No | 0 | 4.642e-05 | 0 | 0 | 1182000000 | 1182000000 | 1875000000 | 1875000000 | 0 | 0 | 909900000 | 1.126e-05 | 9748000000 | 0.65 | N/A | Yes | BEM | Hydrodynamics | (with | Morison | drag) | 0 | 0 | 0 | 158 | 12.99 | 16.4 | -12 | 1 | 0 | 0 | 0 | 0 | [13 empty] | 158 | 2 | 167 | 158 | 158 | 1c | 0 | 0 | 158 | 2.10E+11 | 8.08E+10 | 7850 | 1.3 | 0.02 | 158 | 2.10E+11 | 8.08E+10 | 1 | 1.3 | 0.02 | 158 | 12.99 | 16.4 | -12 | 1 | 0 | 158 | 2 | 167 | 3 | 3 | 1 | 0 | 1 | 3 | 1 | TRUE | 283 | -3.94 | 0 | -9.45 | 1 | 0 | 276 | 215 | 216 | 3 | 3 | 1 | 0 | 2 | 1 | 1 | TRUE
13 | 159 | -12 | 12.99 | 17.5 | 0 |  |  | 80.1 | 85 | 1 | 15 | Floater | No | 0 | 4.642e-05 | 0 | 0 | 1182000000 | 1182000000 | 1875000000 | 1875000000 | 0 | 0 | 909900000 | 1.126e-05 | 9748000000 | 0.65 | N/A | Yes | BEM | Hydrodynamics | (with | Morison | drag) | 0 | 0 | 0 | 159 | 12.99 | 17.5 | -12 | 1 | 0 | 0 | 0 | 0 | 80 | 85 | 86 | 80 | 80 | 1c | 0 | 80 | 2.10E+11 | 8.08E+10 | 7850 | 1 | 0.015 | 159 | 167 | 168 | 159 | 159 | 1c | 0 | 0 | 159 | 2.10E+11 | 8.08E+10 | 7850 | 1.3 | 0.02 | 159 | 2.10E+11 | 8.08E+10 | 1 | 1.3 | 0.02 | 159 | 12.99 | 17.5 | -12 | 1 | 0 | 159 | 167 | 168 | 3 | 3 | 1 | 0 | 1 | 3 | 1 | TRUE | 284 | 1.97 | 3.412 | 4 | 1 | 0 | 277 | 216 | 158 | 3 | 3 | 1 | 0 | 2 | 1 | 1 | TRUE
1 | 160 | -12 | 10.49 | 18.17 | 0 |  |  | 80.2 | 86 | 1 | 15 | Floater | No | 0 | 4.642e-05 | 0 | 0 | 1182000000 | 1182000000 | 1875000000 | 1875000000 | 0 | 0 | 909900000 | 1.126e-05 | 9748000000 | 0.65 | N/A | Yes | BEM | Hydrodynamics | (with | Morison | drag) | 0 | 0 | 0 | 160 | 10.49 | 18.17 | -12 | 1 | 0 | 0 | 0 | 0 | [13 empty] | 160 | 168 | 169 | 160 | 160 | 1c | 0 | 0 | 160 | 2.10E+11 | 8.08E+10 | 7850 | 1.3 | 0.02 | 160 | 2.10E+11 | 8.08E+10 | 1 | 1.3 | 0.02 | 160 | 10.49 | 18.17 | -12 | 1 | 0 | 160 | 168 | 169 | 3 | 3 | 1 | 0 | 1 | 3 | 1 | TRUE | 285 | 1.97 | 3.412 | -9.45 | 1 | 0 | 278 | 271 | 217 | 3 | 3 | 1 | 0 | 2 | 1 | 1 | TRUE
2 | 161 | -12 | 9.94 | 17.217 | 0 |  |  | 81.1 | 87 | 1 | 15 | Floater | No | 0 | 4.642e-05 | 0 | 0 | 1182000000 | 1182000000 | 1875000000 | 1875000000 | 0 | 0 | 909900000 | 1.126e-05 | 9748000000 | 0.65 | N/A | Yes | BEM | Hydrodynamics | (with | Morison | drag) | 0 | 0 | 0 | 161 | 9.94 | 17.217 | -12 | 1 | 0 | 0 | 0 | 0 | 81 | 87 | 88 | 81 | 81 | 1c | 0 | 81 | 2.10E+11 | 8.08E+10 | 7850 | 1 | 0.015 | 161 | 169 | 170 | 161 | 161 | 1c | 0 | 0 | 161 | 2.10E+11 | 8.08E+10 | 7850 | 1.3 | 0.02 | 161 | 2.10E+11 | 8.08E+10 | 1 | 1.3 | 0.02 | 161 | 9.94 | 17.217 | -12 | 1 | 0 | 161 | 169 | 170 | 3 | 3 | 1 | 0 | 1 | 3 | 1 | TRUE | [6 empty] | 279 | 217 | 284 | 3 | 3 | 1 | 0 | 2 | 1 | 1 | TRUE
3 | 162 | -12 | 8.149 | 14.115 | 0 |  | 1 | 81.2 | 88 | 1 | 15 | Floater | No | 0 | 4.642e-05 | 0 | 0 | 1182000000 | 1182000000 | 1875000000 | 1875000000 | 0 | 0 | 909900000 | 1.126e-05 | 9748000000 | 0.65 | N/A | Yes | BEM | Hydrodynamics | (with | Morison | drag) | 0 | 0 | 0 | 162 | 8.149 | 14.115 | -12 | 1 | 0 | 0 | 0 | 0 | [13 empty] | 162 | 170 | 171 | 162 | 162 | 1c | 0 | 0 | 162 | 2.10E+11 | 8.08E+10 | 7850 | 1.3 | 0.02 | 162 | 2.10E+11 | 8.08E+10 | 1 | 1.3 | 0.02 | 162 | 8.149 | 14.115 | -12 | 1 | 0 | 162 | 170 | 171 | 3 | 3 | 1 | 0 | 1 | 3 | 1 | TRUE | [6 empty] | 280 | 218 | 165 | 3 | 3 | 1 | 0 | 2 | 1 | 1 | TRUE
4 | 163 | -12 | 5.808 | 10.059 | 0 |  | 1 | 82.1 | 88 | 1 | 15 | Floater | No | 0 | 4.642e-05 | 0 | 0 | 1182000000 | 1182000000 | 1875000000 | 1875000000 | 0 | 0 | 909900000 | 1.126e-05 | 9748000000 | 0.65 | N/A | Yes | BEM | Hydrodynamics | (with | Morison | drag) | 0 | 0 | 0 | 163 | 5.808 | 10.059 | -12 | 1 | 0 | 0 | 0 | 0 | 82 | 88 | 89 | 82 | 82 | 1c | 0 | 82 | 2.10E+11 | 8.08E+10 | 7850 | 1 | 0.015 | 163 | 171 | 172 | 163 | 163 | 1c | 0 | 0 | 163 | 2.10E+11 | 8.08E+10 | 7850 | 1.3 | 0.02 | 163 | 2.10E+11 | 8.08E+10 | 1 | 1.3 | 0.02 | 163 | 5.808 | 10.059 | -12 | 1 | 0 | 163 | 171 | 172 | 3 | 3 | 1 | 0 | 1 | 3 | 1 | TRUE | [6 empty] | 281 | 272 | 219 | 3 | 3 | 1 | 0 | 2 | 1 | 1 | TRUE
5 | 164 | -12 | 3.466 | 6.004 | 0 |  | 1 | 82.2 | 89 | 1 | 15 | Floater | No | 0 | 4.642e-05 | 0 | 0 | 1182000000 | 1182000000 | 1875000000 | 1875000000 | 0 | 0 | 909900000 | 1.126e-05 | 9748000000 | 0.65 | N/A | Yes | BEM | Hydrodynamics | (with | Morison | drag) | 0 | 0 | 0 | 164 | 3.466 | 6.004 | -12 | 1 | 0 | 0 | 0 | 0 | [13 empty] | 164 | 172 | 173 | 164 | 164 | 1c | 0 | 0 | 164 | 2.10E+11 | 8.08E+10 | 7850 | 1.3 | 0.02 | 164 | 2.10E+11 | 8.08E+10 | 1 | 1.3 | 0.02 | 164 | 3.466 | 6.004 | -12 | 1 | 0 | 164 | 172 | 173 | 3 | 3 | 1 | 0 | 1 | 3 | 1 | TRUE | [6 empty] | 282 | 219 | 282 | 3 | 3 | 1 | 0 | 2 | 1 | 1 | TRUE
6 | 165 | -12 | 1.97 | 3.412 | 0 |  |  | 83.1 | 89 | 1 | 15 | Floater | No | 0 | 4.642e-05 | 0 | 0 | 1182000000 | 1182000000 | 1875000000 | 1875000000 | 0 | 0 | 909900000 | 1.126e-05 | 9748000000 | 0.65 | N/A | Yes | BEM | Hydrodynamics | (with | Morison | drag) | 0 | 0 | 0 | 165 | 1.97 | 3.412 | -12 | 1 | 0 | 0 | 0 | 0 | 83 | 89 | 90 | 83 | 83 | 1c | 0 | 83 | 2.10E+11 | 8.08E+10 | 7850 | 1 | 0.015 | 165 | 173 | 32 | 165 | 165 | 1c | 0 | 0 | 165 | 2.10E+11 | 8.08E+10 | 7850 | 1.3 | 0.02 | 165 | 2.10E+11 | 8.08E+10 | 1 | 1.3 | 0.02 | 165 | 1.97 | 3.412 | -12 | 1 | 0 | 165 | 173 | 32 | 3 | 3 | 1 | 0 | 1 | 3 | 1 | TRUE | [6 empty] | 283 | 220 | 168 | 3 | 3 | 1 | 0 | 2 | 1 | 1 | TRUE
7 | 166 | -12 | 1.25 | 2.17 | 0 |  |  | 83.2 | 90 | 1 | 15 | Floater | No | 0 | 4.642e-05 | 0 | 0 | 1182000000 | 1182000000 | 1875000000 | 1875000000 | 0 | 0 | 909900000 | 1.126e-05 | 9748000000 | 0.65 | N/A | Yes | BEM | Hydrodynamics | (with | Morison | drag) | 0 | 0 | 0 | 166 | 1.25 | 2.17 | -12 | 1 | 0 | 0 | 0 | 0 | [13 empty] | 166 | 2 | 174 | 166 | 166 | 1c | 0 | 0 | 166 | 2.10E+11 | 8.08E+10 | 7850 | 1.3 | 0.02 | 166 | 2.10E+11 | 8.08E+10 | 1 | 1.3 | 0.02 | 166 | 1.25 | 2.17 | -12 | 1 | 0 | 166 | 2 | 174 | 3 | 3 | 1 | 0 | 1 | 3 | 1 | TRUE | [6 empty] | 284 | 273 | 221 | 3 | 3 | 1 | 0 | 2 | 1 | 1 | TRUE
1 | 167 | -12 | -2.75 | 0 | 0 |  |  | 84.1 | 90 | 1 | 15 | Floater | No | 0 | 4.642e-05 | 0 | 0 | 1182000000 | 1182000000 | 1875000000 | 1875000000 | 0 | 0 | 909900000 | 1.126e-05 | 9748000000 | 0.65 | N/A | Yes | BEM | Hydrodynamics | (with | Morison | drag) | 0 | 0 | 0 | 167 | -2.75 | 0 | -12 | 1 | 0 | 0 | 0 | 0 | 84 | 90 | 91 | 84 | 84 | 1c | 0 | 84 | 2.10E+11 | 8.08E+10 | 7850 | 1 | 0.015 | 167 | 174 | 175 | 167 | 167 | 1c | 0 | 0 | 167 | 2.10E+11 | 8.08E+10 | 7850 | 1.3 | 0.02 | 167 | 2.10E+11 | 8.08E+10 | 1 | 1.3 | 0.02 | 167 | -2.75 | 0 | -12 | 1 | 0 | 167 | 174 | 175 | 3 | 3 | 1 | 0 | 1 | 3 | 1 | TRUE | [6 empty] | 285 | 221 | 280 | 3 | 3 | 1 | 0 | 2 | 1 | 1 | TRUE
2 | 168 | -12 | -3.94 | 0 | 0 |  |  | 84.2 | 91 | 1 | 15 | Floater | No | 0 | 4.642e-05 | 0 | 0 | 1182000000 | 1182000000 | 1875000000 | 1875000000 | 0 | 0 | 909900000 | 1.126e-05 | 9748000000 | 0.65 | N/A | Yes | BEM | Hydrodynamics | (with | Morison | drag) | 0 | 0 | 0 | 168 | -3.94 | 0 | -12 | 1 | 0 | 0 | 0 | 0 | [13 empty] | 168 | 175 | 176 | 168 | 168 | 1c | 0 | 0 | 168 | 2.10E+11 | 8.08E+10 | 7850 | 1.3 | 0.02 | 168 | 2.10E+11 | 8.08E+10 | 1 | 1.3 | 0.02 | 168 | -3.94 | 0 | -12 | 1 | 0 | 168 | 175 | 176 | 3 | 3 | 1 | 0 | 1 | 3 | 1 | TRUE | [6 empty] | 286 | 222 | 175 | 3 | 3 | 1 | 0 | 2 | 1 | 1 | TRUE
3 | 169 | -12 | -6.933 | 0 | 0 |  | 1 | 85.1 | 91 | 1 | 15 | Floater | No | 0 | 4.642e-05 | 0 | 0 | 1182000000 | 1182000000 | 1875000000 | 1875000000 | 0 | 0 | 909900000 | 1.126e-05 | 9748000000 | 0.65 | N/A | Yes | BEM | Hydrodynamics | (with | Morison | drag) | 0 | 0 | 0 | 169 | -6.933 | 0 | -12 | 1 | 0 | 0 | 0 | 0 | 85 | 91 | 92 | 85 | 85 | 1c | 0 | 85 | 2.10E+11 | 8.08E+10 | 7850 | 1 | 0.015 | 169 | 176 | 177 | 169 | 169 | 1c | 0 | 0 | 169 | 2.10E+11 | 8.08E+10 | 7850 | 1.3 | 0.02 | 169 | 2.10E+11 | 8.08E+10 | 1 | 1.3 | 0.02 | 169 | -6.933 | 0 | -12 | 1 | 0 | 169 | 176 | 177 | 3 | 3 | 1 | 0 | 1 | 3 | 1 | TRUE | [6 empty] | 287 | 101 | 265 | 3 | 3 | 1 | 0 | 2 | 1 | 1 | TRUE
4 | 170 | -12 | -11.615 | 0 | 0 |  | 1 | 85.2 | 92 | 1 | 15 | Floater | No | 0 | 4.642e-05 | 0 | 0 | 1182000000 | 1182000000 | 1875000000 | 1875000000 | 0 | 0 | 909900000 | 1.126e-05 | 9748000000 | 0.65 | N/A | Yes | BEM | Hydrodynamics | (with | Morison | drag) | 0 | 0 | 0 | 170 | -11.615 | 0 | -12 | 1 | 0 | 0 | 0 | 0 | [13 empty] | 170 | 177 | 178 | 170 | 170 | 1c | 0 | 0 | 170 | 2.10E+11 | 8.08E+10 | 7850 | 1.3 | 0.02 | 170 | 2.10E+11 | 8.08E+10 | 1 | 1.3 | 0.02 | 170 | -11.615 | 0 | -12 | 1 | 0 | 170 | 177 | 178 | 3 | 3 | 1 | 0 | 1 | 3 | 1 | TRUE | [6 empty] | 288 | 265 | 278 | 3 | 3 | 1 | 0 | 2 | 1 | 1 | TRUE
5 | 171 | -12 | -16.298 | 0 | 0 |  | 1 | 86.1 | 92 | 1 | 15 | Floater | No | 0 | 4.642e-05 | 0 | 0 | 1182000000 | 1182000000 | 1875000000 | 1875000000 | 0 | 0 | 909900000 | 1.126e-05 | 9748000000 | 0.65 | N/A | Yes | BEM | Hydrodynamics | (with | Morison | drag) | 0 | 0 | 0 | 171 | -16.298 | 0 | -12 | 1 | 0 | 0 | 0 | 0 | 86 | 92 | 93 | 86 | 86 | 1c | 0 | 86 | 2.10E+11 | 8.08E+10 | 7850 | 1 | 0.015 | 171 | 178 | 179 | 171 | 171 | 1c | 0 | 0 | 171 | 2.10E+11 | 8.08E+10 | 7850 | 1.3 | 0.02 | 171 | 2.10E+11 | 8.08E+10 | 1 | 1.3 | 0.02 | 171 | -16.298 | 0 | -12 | 1 | 0 | 171 | 178 | 179 | 3 | 3 | 1 | 0 | 1 | 3 | 1 | TRUE | [6 empty] | 289 | 266 | 274 | 3 | 3 | 1 | 0 | 2 | 1 | 1 | TRUE
6 | 172 | -12 | -19.881 | 0 | 0 |  |  | 86.2 | 93 | 1 | 15 | Floater | No | 0 | 4.642e-05 | 0 | 0 | 1182000000 | 1182000000 | 1875000000 | 1875000000 | 0 | 0 | 909900000 | 1.126e-05 | 9748000000 | 0.65 | N/A | Yes | BEM | Hydrodynamics | (with | Morison | drag) | 0 | 0 | 0 | 172 | -19.881 | 0 | -12 | 1 | 0 | 0 | 0 | 0 | [13 empty] | 172 | 179 | 180 | 172 | 172 | 1c | 0 | 0 | 172 | 2.10E+11 | 8.08E+10 | 7850 | 1.3 | 0.02 | 172 | 2.10E+11 | 8.08E+10 | 1 | 1.3 | 0.02 | 172 | -19.881 | 0 | -12 | 1 | 0 | 172 | 179 | 180 | 3 | 3 | 1 | 0 | 1 | 3 | 1 | TRUE | [6 empty] | 290 | 112 | 267 | 3 | 3 | 1 | 0 | 2 | 1 | 1 | TRUE
7 | 173 | -12 | -20.981 | 0 | 0 |  |  | 87.1 | 93 | 1 | 15 | Floater | No | 0 | 4.642e-05 | 0 | 0 | 1182000000 | 1182000000 | 1875000000 | 1875000000 | 0 | 0 | 909900000 | 1.126e-05 | 9748000000 | 0.65 | N/A | Yes | BEM | Hydrodynamics | (with | Morison | drag) | 0 | 0 | 0 | 173 | -20.981 | 0 | -12 | 1 | 0 | 0 | 0 | 0 | 87 | 93 | 94 | 87 | 87 | 1c | 0 | 87 | 2.10E+11 | 8.08E+10 | 7850 | 1 | 0.015 | 173 | 180 | 47 | 173 | 173 | 1c | 0 | 0 | 173 | 2.10E+11 | 8.08E+10 | 7850 | 1.3 | 0.02 | 173 | 2.10E+11 | 8.08E+10 | 1 | 1.3 | 0.02 | 173 | -20.981 | 0 | -12 | 1 | 0 | 173 | 180 | 47 | 3 | 3 | 1 | 0 | 1 | 3 | 1 | TRUE | [6 empty] | 291 | 267 | 277 | 3 | 3 | 1 | 0 | 2 | 1 | 1 | TRUE
1 | 174 | -12 | 1.25 | -2.17 | 0 |  |  | 87.2 | 94 | 1 | 15 | Floater | No | 0 | 4.642e-05 | 0 | 0 | 1182000000 | 1182000000 | 1875000000 | 1875000000 | 0 | 0 | 909900000 | 1.126e-05 | 9748000000 | 0.65 | N/A | Yes | BEM | Hydrodynamics | (with | Morison | drag) | 0 | 0 | 0 | 174 | 1.25 | -2.17 | -12 | 1 | 0 | 0 | 0 | 0 | [13 empty] | 174 | 32 | 134 | 174 | 174 | 1c | 0 | 0 | 174 | 2.10E+11 | 8.08E+10 | 7850 | 1 | 0.02 | 174 | 2.10E+11 | 8.08E+10 | 1 | 1 | 0.02 | 174 | 1.25 | -2.17 | -12 | 1 | 0 | 174 | 32 | 134 | 3 | 3 | 1 | 0 | 1 | 3 | 1 | TRUE | [6 empty] | 292 | 268 | 275 | 3 | 3 | 1 | 0 | 2 | 1 | 1 | TRUE
2 | 175 | -12 | 1.97 | -3.412 | 0 |  |  | 88.1 | 94 | 1 | 15 | Floater | No | 0 | 4.642e-05 | 0 | 0 | 1182000000 | 1182000000 | 1875000000 | 1875000000 | 0 | 0 | 909900000 | 1.126e-05 | 9748000000 | 0.65 | N/A | Yes | BEM | Hydrodynamics | (with | Morison | drag) | 0 | 0 | 0 | 175 | 1.97 | -3.412 | -12 | 1 | 0 | 0 | 0 | 0 | 88 | 94 | 95 | 88 | 88 | 1c | 0 | 88 | 2.10E+11 | 8.08E+10 | 7850 | 1 | 0.015 | 175 | 134 | 135 | 175 | 175 | 1c | 0 | 0 | 175 | 2.10E+11 | 8.08E+10 | 7850 | 1 | 0.02 | 175 | 2.10E+11 | 8.08E+10 | 1 | 1 | 0.02 | 175 | 1.97 | -3.412 | -12 | 1 | 0 | 175 | 134 | 135 | 3 | 3 | 1 | 0 | 1 | 3 | 1 | TRUE | [6 empty] | 293 | 119 | 269 | 3 | 3 | 1 | 0 | 2 | 1 | 1 | TRUE
3 | 176 | -12 | 3.466 | -6.004 | 0 |  | 1 | 88.2 | 95 | 1 | 15 | Floater | No | 0 | 4.642e-05 | 0 | 0 | 1182000000 | 1182000000 | 1875000000 | 1875000000 | 0 | 0 | 909900000 | 1.126e-05 | 9748000000 | 0.65 | N/A | Yes | BEM | Hydrodynamics | (with | Morison | drag) | 0 | 0 | 0 | 176 | 3.466 | -6.004 | -12 | 1 | 0 | 0 | 0 | 0 | [13 empty] | 176 | 135 | 136 | 176 | 176 | 1c | 0 | 0 | 176 | 2.10E+11 | 8.08E+10 | 7850 | 1 | 0.02 | 176 | 2.10E+11 | 8.08E+10 | 1 | 1 | 0.02 | 176 | 3.466 | -6.004 | -12 | 1 | 0 | 176 | 135 | 136 | 3 | 3 | 1 | 0 | 1 | 3 | 1 | TRUE | [6 empty] | 294 | 269 | 279 | 3 | 3 | 1 | 0 | 2 | 1 | 1 | TRUE
4 | 177 | -12 | 5.808 | -10.059 | 0 |  | 1 | 89.1 | 95 | 1 | 15 | Floater | No | 0 | 4.642e-05 | 0 | 0 | 1182000000 | 1182000000 | 1875000000 | 1875000000 | 0 | 0 | 909900000 | 1.126e-05 | 9748000000 | 0.65 | N/A | Yes | BEM | Hydrodynamics | (with | Morison | drag) | 0 | 0 | 0 | 177 | 5.808 | -10.059 | -12 | 1 | 0 | 0 | 0 | 0 | 89 | 95 | 96 | 89 | 89 | 1c | 0 | 89 | 2.10E+11 | 8.08E+10 | 7850 | 1 | 0.015 | 177 | 136 | 137 | 177 | 177 | 1c | 0 | 0 | 177 | 2.10E+11 | 8.08E+10 | 7850 | 1 | 0.02 | 177 | 2.10E+11 | 8.08E+10 | 1 | 1 | 0.02 | 177 | 5.808 | -10.059 | -12 | 1 | 0 | 177 | 136 | 137 | 3 | 3 | 1 | 0 | 1 | 3 | 1 | TRUE | [6 empty] | 295 | 270 | 276 | 3 | 3 | 1 | 0 | 2 | 1 | 1 | TRUE
5 | 178 | -12 | 8.149 | -14.115 | 0 |  | 1 | 89.2 | 96 | 1 | 15 | Floater | No | 0 | 4.642e-05 | 0 | 0 | 1182000000 | 1182000000 | 1875000000 | 1875000000 | 0 | 0 | 909900000 | 1.126e-05 | 9748000000 | 0.65 | N/A | Yes | BEM | Hydrodynamics | (with | Morison | drag) | 0 | 0 | 0 | 178 | 8.149 | -14.115 | -12 | 1 | 0 | 0 | 0 | 0 | [13 empty] | 178 | 137 | 138 | 178 | 178 | 1c | 0 | 0 | 178 | 2.10E+11 | 8.08E+10 | 7850 | 1 | 0.02 | 178 | 2.10E+11 | 8.08E+10 | 1 | 1 | 0.02 | 178 | 8.149 | -14.115 | -12 | 1 | 0 | 178 | 137 | 138 | 3 | 3 | 1 | 0 | 1 | 3 | 1 | TRUE | [6 empty] | 303 | 271 | 105 | 3 | 3 | 1 | 0 | 2 | 1 | 1 | TRUE
6 | 179 | -12 | 9.94 | -17.217 | 0 |  |  | 90.1 | 96 | 1 | 15 | Floater | No | 0 | 4.642e-05 | 0 | 0 | 1182000000 | 1182000000 | 1875000000 | 1875000000 | 0 | 0 | 909900000 | 1.126e-05 | 9748000000 | 0.65 | N/A | Yes | BEM | Hydrodynamics | (with | Morison | drag) | 0 | 0 | 0 | 179 | 9.94 | -17.217 | -12 | 1 | 0 | 0 | 0 | 0 | 90 | 96 | 97 | 90 | 90 | 1c | 0 | 90 | 2.10E+11 | 8.08E+10 | 7850 | 1 | 0.015 | 179 | 138 | 139 | 179 | 179 | 1c | 0 | 0 | 179 | 2.10E+11 | 8.08E+10 | 7850 | 1 | 0.02 | 179 | 2.10E+11 | 8.08E+10 | 1 | 1 | 0.02 | 179 | 9.94 | -17.217 | -12 | 1 | 0 | 179 | 138 | 139 | 3 | 3 | 1 | 0 | 1 | 3 | 1 | TRUE | [6 empty] | 304 | 272 | 108 | 3 | 3 | 1 | 0 | 2 | 1 | 1 | TRUE
7 | 180 | -12 | 10.49 | -18.17 | 0 |  |  | 90.2 | 97 | 1 | 15 | Floater | No | 0 | 4.642e-05 | 0 | 0 | 1182000000 | 1182000000 | 1875000000 | 1875000000 | 0 | 0 | 909900000 | 1.126e-05 | 9748000000 | 0.65 | N/A | Yes | BEM | Hydrodynamics | (with | Morison | drag) | 0 | 0 | 0 | 180 | 10.49 | -18.17 | -12 | 1 | 0 | 0 | 0 | 0 | [13 empty] | 180 | 139 | 140 | 180 | 180 | 1c | 0 | 0 | 180 | 2.10E+11 | 8.08E+10 | 7850 | 1 | 0.02 | 180 | 2.10E+11 | 8.08E+10 | 1 | 1 | 0.02 | 180 | 10.49 | -18.17 | -12 | 1 | 0 | 180 | 139 | 140 | 3 | 3 | 1 | 0 | 1 | 3 | 1 | TRUE | [6 empty] | 305 | 273 | 115 | 3 | 3 | 1 | 0 | 2 | 1 | 1 | TRUE
| 181 | 1.833 | 4.6267 | 8.0137 | 0 |  | 87 | 91.1 | 97 | 1 | 15 | Floater | No | 0 | 4.642e-05 | 0 | 0 | 1182000000 | 1182000000 | 1875000000 | 1875000000 | 0 | 0 | 909900000 | 1.126e-05 | 9748000000 | 0.65 | N/A | Yes | BEM | Hydrodynamics | (with | Morison | drag) | 0 | 0 | 0 | 181 | 4.6267 | 8.0137 | 1.833 | 1 | 0 | 0 | 0 | 0 | 91 | 97 | 98 | 91 | 91 | 1c | 0 | 91 | 2.10E+11 | 8.08E+10 | 7850 | 1 | 0.015 | 181 | 140 | 141 | 181 | 181 | 1c | 0 | 0 | 181 | 2.10E+11 | 8.08E+10 | 7850 | 1 | 0.02 | 181 | 2.10E+11 | 8.08E+10 | 1 | 1 | 0.02 | [6 empty] | 181 | 140 | 141 | 3 | 3 | 1 | 0 | 1 | 3 | 1 | TRUE | [6 empty] | 306 | 274 | 161 | 3 | 3 | 1 | 0 | 2 | 1 | 1 | TRUE
| 182 | -4.8333 | 7.2833 | 12.6153 | 0 |  |  | 91.2 | 98 | 1 | 15 | Floater | No | 0 | 4.642e-05 | 0 | 0 | 1182000000 | 1182000000 | 1875000000 | 1875000000 | 0 | 0 | 909900000 | 1.126e-05 | 9748000000 | 0.65 | N/A | Yes | BEM | Hydrodynamics | (with | Morison | drag) | 0 | 0 | 0 | 182 | 7.2833 | 12.6153 | -4.8333 | 1 | 0 | 0 | 0 | 0 | [13 empty] | 182 | 141 | 142 | 182 | 182 | 1c | 0 | 0 | 182 | 2.10E+11 | 8.08E+10 | 7850 | 1 | 0.02 | 182 | 2.10E+11 | 8.08E+10 | 1 | 1 | 0.02 | [6 empty] | 182 | 141 | 142 | 3 | 3 | 1 | 0 | 1 | 3 | 1 | TRUE | [6 empty] | 307 | 275 | 172 | 3 | 3 | 1 | 0 | 2 | 1 | 1 | TRUE
| 183 | 1.833 | -9.2537 | 0 | 0 |  |  | 92.1 | 98 | 1 | 15 | Floater | No | 0 | 4.642e-05 | 0 | 0 | 1182000000 | 1182000000 | 1875000000 | 1875000000 | 0 | 0 | 909900000 | 1.126e-05 | 9748000000 | 0.65 | N/A | Yes | BEM | Hydrodynamics | (with | Morison | drag) | 0 | 0 | 0 | 183 | -9.2537 | 0 | 1.833 | 1 | 0 | 0 | 0 | 0 | 92 | 98 | 99 | 92 | 92 | 1c | 0 | 92 | 2.10E+11 | 8.08E+10 | 7850 | 1 | 0.015 | 183 | 142 | 143 | 183 | 183 | 1c | 0 | 0 | 183 | 2.10E+11 | 8.08E+10 | 7850 | 1 | 0.02 | 183 | 2.10E+11 | 8.08E+10 | 1 | 1 | 0.02 | [6 empty] | 183 | 142 | 143 | 3 | 3 | 1 | 0 | 1 | 3 | 1 | TRUE | [6 empty] | 308 | 276 | 179 | 3 | 3 | 1 | 0 | 2 | 1 | 1 | TRUE
| 184 | -4.8333 | -14.5673 | 0 | 0 |  |  | 92.2 | 99 | 1 | 15 | Floater | No | 0 | 4.642e-05 | 0 | 0 | 1182000000 | 1182000000 | 1875000000 | 1875000000 | 0 | 0 | 909900000 | 1.126e-05 | 9748000000 | 0.65 | N/A | Yes | BEM | Hydrodynamics | (with | Morison | drag) | 0 | 0 | 0 | 184 | -14.5673 | 0 | -4.8333 | 1 | 0 | 0 | 0 | 0 | [13 empty] | 184 | 143 | 144 | 184 | 184 | 1c | 0 | 0 | 184 | 2.10E+11 | 8.08E+10 | 7850 | 1 | 0.02 | 184 | 2.10E+11 | 8.08E+10 | 1 | 1 | 0.02 | [6 empty] | 184 | 143 | 144 | 3 | 3 | 1 | 0 | 1 | 3 | 1 | TRUE | [6 empty] | 309 | 277 | 268 | 3 | 3 | 1 | 0 | 2 | 1 | 1 | TRUE
| 185 | 1.833 | 4.6267 | -8.0137 | 0 |  |  | 93.1 | 100 | 1.3 | 20 | Floater | No | 0 | 8.042e-05 | 0 | 0 | 3460000000 | 3460000000 | 3249000000 | 3249000000 | 0 | 0 | 2662000000 | 3.295e-05 | 16890000000 | 0.65 | N/A | Yes | BEM | Hydrodynamics | (with | Morison | drag) | 0 | 0 | 0 | 185 | 4.6267 | -8.0137 | 1.833 | 1 | 0 | 0 | 0 | 0 | 93 | 100 | 101 | 93 | 93 | 1c | 0 | 93 | 2.10E+11 | 8.08E+10 | 7850 | 1.3 | 0.02 | 185 | 144 | 145 | 185 | 185 | 1c | 0 | 0 | 185 | 2.10E+11 | 8.08E+10 | 7850 | 1 | 0.02 | 185 | 2.10E+11 | 8.08E+10 | 1 | 1 | 0.02 | [6 empty] | 185 | 144 | 145 | 3 | 3 | 1 | 0 | 1 | 3 | 1 | TRUE | [6 empty] | 310 | 278 | 266 | 3 | 3 | 1 | 0 | 2 | 1 | 1 | TRUE
| 186 | -4.833 | 7.2833 | -12.6153 | 0 |  |  | 93.2 | 101 | 1.3 | 20 | Floater | No | 0 | 8.042e-05 | 0 | 0 | 3460000000 | 3460000000 | 3249000000 | 3249000000 | 0 | 0 | 2662000000 | 3.295e-05 | 16890000000 | 0.65 | N/A | Yes | BEM | Hydrodynamics | (with | Morison | drag) | 0 | 0 | 0 | 186 | 7.2833 | -12.6153 | -4.833 | 1 | 0 | 0 | 0 | 0 | [13 empty] | 186 | 145 | 146 | 186 | 186 | 1c | 0 | 0 | 186 | 2.10E+11 | 8.08E+10 | 7850 | 1 | 0.02 | 186 | 2.10E+11 | 8.08E+10 | 1 | 1 | 0.02 | [6 empty] | 186 | 145 | 146 | 3 | 3 | 1 | 0 | 1 | 3 | 1 | TRUE | [6 empty] | 311 | 279 | 270 | 3 | 3 | 1 | 0 | 2 | 1 | 1 | TRUE
| 187 | 2.2 | 2.7113 | 16.5653 | 0 |  |  | 94.1 | 101 | 1.3 | 20 | Floater | No | 0 | 8.042e-05 | 0 | 0 | 3460000000 | 3460000000 | 3249000000 | 3249000000 | 0 | 0 | 2662000000 | 3.295e-05 | 16890000000 | 0.65 | N/A | Yes | BEM | Hydrodynamics | (with | Morison | drag) | 0 | 0 | 0 | 187 | 2.7113 | 16.5653 | 2.2 | 1 | 0 | 0 | 0 | 0 | 94 | 101 | 102 | 94 | 94 | 1c | 0 | 94 | 2.10E+11 | 8.08E+10 | 7850 | 1.3 | 0.02 | 187 | 146 | 47 | 187 | 187 | 1c | 0 | 0 | 187 | 2.10E+11 | 8.08E+10 | 7850 | 1 | 0.02 | 187 | 2.10E+11 | 8.08E+10 | 1 | 1 | 0.02 | [6 empty] | 187 | 146 | 47 | 3 | 3 | 1 | 0 | 1 | 3 | 1 | TRUE | [6 empty] | 312 | 280 | 281 | 3 | 3 | 1 | 0 | 2 | 1 | 1 | TRUE
| 188 | -4.9 | -1.6813 | 14.0292 | 0 |  |  | 94.2 | 102 | 1.3 | 20 | Floater | No | 0 | 8.042e-05 | 0 | 0 | 3460000000 | 3460000000 | 3249000000 | 3249000000 | 0 | 0 | 2662000000 | 3.295e-05 | 16890000000 | 0.65 | N/A | Yes | BEM | Hydrodynamics | (with | Morison | drag) | 0 | 0 | 0 | 188 | -1.6813 | 14.0292 | -4.9 | 1 | 0 | 0 | 0 | 0 | [13 empty] | 188 | 36 | 223 | 188 | 188 | 1c | 0 | 0 | 188 | 2.10E+11 | 8.08E+10 | 7850 | 0.1 | 0.001 | 188 | 2.10E+11 | 8.08E+10 | 1 | 0.1 | 0.001 | [6 empty] | 188 | 36 | 223 | 3 | 3 | 1 | 0 | 1 | 3 | 1 | TRUE | [6 empty] | 313 | 281 | 222 | 3 | 3 | 1 | 0 | 2 | 1 | 1 | TRUE
| 189 | 2.2 | -15.7015 | 5.9347 | 0 |  |  | 95.1 | 102 | 1.3 | 20 | Floater | No | 0 | 8.042e-05 | 0 | 0 | 3460000000 | 3460000000 | 3249000000 | 3249000000 | 0 | 0 | 2662000000 | 3.295e-05 | 16890000000 | 0.65 | N/A | Yes | BEM | Hydrodynamics | (with | Morison | drag) | 0 | 0 | 0 | 189 | -15.7015 | 5.9347 | 2.2 | 1 | 0 | 0 | 0 | 0 | 95 | 102 | 103 | 95 | 95 | 1c | 0 | 95 | 2.10E+11 | 8.08E+10 | 7850 | 1.3 | 0.02 | 189 | 36 | 224 | 189 | 189 | 1c | 0 | 0 | 189 | 2.10E+11 | 8.08E+10 | 7850 | 0.1 | 0.001 | 189 | 2.10E+11 | 8.08E+10 | 1 | 0.1 | 0.001 | [6 empty] | 189 | 36 | 224 | 3 | 3 | 1 | 0 | 1 | 3 | 1 | TRUE | [6 empty] | 314 | 282 | 283 | 3 | 3 | 1 | 0 | 2 | 1 | 1 | TRUE
| 190 | -4.9 | -11.3088 | 8.4708 | 0 |  |  | 95.2 | 103 | 1.3 | 20 | Floater | No | 0 | 8.042e-05 | 0 | 0 | 3460000000 | 3460000000 | 3249000000 | 3249000000 | 0 | 0 | 2662000000 | 3.295e-05 | 16890000000 | 0.65 | N/A | Yes | BEM | Hydrodynamics | (with | Morison | drag) | 0 | 0 | 0 | 190 | -11.3088 | 8.4708 | -4.9 | 1 | 0 | 0 | 0 | 0 | [13 empty] | 190 | 21 | 225 | 190 | 190 | 1c | 0 | 0 | 190 | 2.10E+11 | 8.08E+10 | 7850 | 0.1 | 0.001 | 190 | 2.10E+11 | 8.08E+10 | 1 | 0.1 | 0.001 | [6 empty] | 190 | 21 | 225 | 3 | 3 | 1 | 0 | 1 | 3 | 1 | TRUE | [6 empty] | 315 | 283 | 220 | 3 | 3 | 1 | 0 | 2 | 1 | 1 | TRUE
| 191 | 2.2 | -15.7015 | -5.9347 | 0 |  |  | 96.1 | 103 | 1.3 | 20 | Floater | No | 0 | 8.042e-05 | 0 | 0 | 3460000000 | 3460000000 | 3249000000 | 3249000000 | 0 | 0 | 2662000000 | 3.295e-05 | 16890000000 | 0.65 | N/A | Yes | BEM | Hydrodynamics | (with | Morison | drag) | 0 | 0 | 0 | 191 | -15.7015 | -5.9347 | 2.2 | 1 | 0 | 0 | 0 | 0 | 96 | 103 | 104 | 96 | 96 | 1c | 0 | 96 | 2.10E+11 | 8.08E+10 | 7850 | 1.3 | 0.02 | 191 | 21 | 226 | 191 | 191 | 1c | 0 | 0 | 191 | 2.10E+11 | 8.08E+10 | 7850 | 0.1 | 0.001 | 191 | 2.10E+11 | 8.08E+10 | 1 | 0.1 | 0.001 | [6 empty] | 191 | 21 | 226 | 3 | 3 | 1 | 0 | 1 | 3 | 1 | TRUE | [6 empty] | 316 | 284 | 285 | 3 | 3 | 1 | 0 | 2 | 1 | 1 | TRUE
| 192 | -4.9 | -11.3088 | -8.4708 | 0 |  |  | 96.2 | 104 | 1.3 | 20 | Floater | No | 0 | 8.042e-05 | 0 | 0 | 3460000000 | 3460000000 | 3249000000 | 3249000000 | 0 | 0 | 2662000000 | 3.295e-05 | 16890000000 | 0.65 | N/A | Yes | BEM | Hydrodynamics | (with | Morison | drag) | 0 | 0 | 0 | 192 | -11.3088 | -8.4708 | -4.9 | 1 | 0 | 0 | 0 | 0 | [13 empty] | 192 | 51 | 227 | 192 | 192 | 1c | 0 | 0 | 192 | 2.10E+11 | 8.08E+10 | 7850 | 0.1 | 0.001 | 192 | 2.10E+11 | 8.08E+10 | 1 | 0.1 | 0.001 | [6 empty] | 192 | 51 | 227 | 3 | 3 | 1 | 0 | 1 | 3 | 1 | TRUE | [6 empty] | 317 | 285 | 218 | 3 | 3 | 1 | 0 | 2 | 1 | 1 | TRUE
| 193 | 2.2 | 2.7113 | -16.5653 | 0 |  |  | 97.1 | 104 | 1.3 | 20 | Floater | No | 0 | 8.042e-05 | 0 | 0 | 3460000000 | 3460000000 | 3249000000 | 3249000000 | 0 | 0 | 2662000000 | 3.295e-05 | 16890000000 | 0.65 | N/A | Yes | BEM | Hydrodynamics | (with | Morison | drag) | 0 | 0 | 0 | 193 | 2.7113 | -16.5653 | 2.2 | 1 | 0 | 0 | 0 | 0 | 97 | 104 | 105 | 97 | 97 | 1c | 0 | 97 | 2.10E+11 | 8.08E+10 | 7850 | 1.3 | 0.02 | 193 | 51 | 228 | 193 | 193 | 1c | 0 | 0 | 193 | 2.10E+11 | 8.08E+10 | 7850 | 0.1 | 0.001 | 193 | 2.10E+11 | 8.08E+10 | 1 | 0.1 | 0.001 | [6 empty] | 193 | 51 | 228 | 3 | 3 | 1 | 0 | 1 | 3 | 1 | TRUE
| 194 | -4.9 | -1.6813 | -14.0292 | 0 |  |  | 97.2 | 105 | 1.3 | 20 | Floater | No | 0 | 8.042e-05 | 0 | 0 | 3460000000 | 3460000000 | 3249000000 | 3249000000 | 0 | 0 | 2662000000 | 3.295e-05 | 16890000000 | 0.65 | N/A | Yes | BEM | Hydrodynamics | (with | Morison | drag) | 0 | 0 | 0 | 194 | -1.6813 | -14.0292 | -4.9 | 1 | 0 | 0 | 0 | 0 | [13 empty] | 194 | 15 | 229 | 194 | 194 | 1c | 0 | 0 | 194 | 2.10E+11 | 8.08E+10 | 7850 | 5 | 0.035 | 194 | 2.10E+11 | 8.08E+10 | 1 | 5 | 0.035 | [6 empty] | 194 | 15 | 229 | 1 | 1 | 1 | 0 | 1 | 3 | 1 | TRUE
| 195 | 2.2 | 12.99 | -10.6305 | 0 |  |  | 98.1 | 105 | 1.3 | 20 | Floater | No | 0 | 8.042e-05 | 0 | 0 | 3460000000 | 3460000000 | 3249000000 | 3249000000 | 0 | 0 | 2662000000 | 3.295e-05 | 16890000000 | 0.65 | N/A | Yes | BEM | Hydrodynamics | (with | Morison | drag) | 0 | 0 | 0 | 195 | 12.99 | -10.6305 | 2.2 | 1 | 0 | 0 | 0 | 0 | 98 | 105 | 106 | 98 | 98 | 1c | 0 | 98 | 2.10E+11 | 8.08E+10 | 7850 | 1.3 | 0.02 | 195 | 229 | 230 | 195 | 195 | 1c | 0 | 0 | 195 | 2.10E+11 | 8.08E+10 | 7850 | 5.126 | 0.063 | 195 | 2.10E+11 | 8.08E+10 | 7850 | 5.126 | 0.063
| 196 | -4.9 | 12.99 | -5.5583 | 0 |  |  | 98.2 | 106 | 1.3 | 20 | Floater | No | 0 | 8.042e-05 | 0 | 0 | 3460000000 | 3460000000 | 3249000000 | 3249000000 | 0 | 0 | 2662000000 | 3.295e-05 | 16890000000 | 0.65 | N/A | Yes | BEM | Hydrodynamics | (with | Morison | drag) | 0 | 0 | 0 | 196 | 12.99 | -5.5583 | -4.9 | 1 | 0 | 0 | 0 | 0 | [13 empty] | 196 | 230 | 231 | 196 | 196 | 1c | 0 | 0 | 196 | 2.10E+11 | 8.08E+10 | 7850 | 5.126 | 0.063 | 196 | 2.10E+11 | 8.08E+10 | 7850 | 5.126 | 0.063
| 197 | 2.2 | 12.99 | 10.6305 | 0 |  |  | 99.1 | 107 | 1.3 | 20 | Floater | No | 0 | 8.042e-05 | 0 | 0 | 3460000000 | 3460000000 | 3249000000 | 3249000000 | 0 | 0 | 2662000000 | 3.295e-05 | 16890000000 | 0.65 | N/A | Yes | BEM | Hydrodynamics | (with | Morison | drag) | 0 | 0 | 0 | 197 | 12.99 | 10.6305 | 2.2 | 1 | 0 | 0 | 0 | 0 | 99 | 107 | 108 | 99 | 99 | 1c | 0 | 99 | 2.10E+11 | 8.08E+10 | 7850 | 1.3 | 0.02 | 197 | 231 | 232 | 197 | 197 | 1c | 0 | 0 | 197 | 2.10E+11 | 8.08E+10 | 7850 | 5.126 | 0.063 | 197 | 2.10E+11 | 8.08E+10 | 7850 | 5.126 | 0.063
| 198 | -4.9 | 12.99 | 5.5583 | 0 |  |  | 99.2 | 108 | 1.3 | 20 | Floater | No | 0 | 8.042e-05 | 0 | 0 | 3460000000 | 3460000000 | 3249000000 | 3249000000 | 0 | 0 | 2662000000 | 3.295e-05 | 16890000000 | 0.65 | N/A | Yes | BEM | Hydrodynamics | (with | Morison | drag) | 0 | 0 | 0 | 198 | 12.99 | 5.5583 | -4.9 | 1 | 0 | 0 | 0 | 0 | [13 empty] | 198 | 232 | 233 | 198 | 198 | 1c | 0 | 0 | 198 | 2.10E+11 | 8.08E+10 | 7850 | 5.1 | 0.05 | 198 | 2.10E+11 | 8.08E+10 | 7850 | 5.1 | 0.05
| 199 | 5.04 | 7.708 | 19.45 | 0 |  |  | 100.1 | 108 | 1.3 | 20 | Floater | No | 0 | 8.042e-05 | 0 | 0 | 3460000000 | 3460000000 | 3249000000 | 3249000000 | 0 | 0 | 2662000000 | 3.295e-05 | 16890000000 | 0.65 | N/A | Yes | BEM | Hydrodynamics | (with | Morison | drag) | 0 | 0 | 0 | 199 | 7.708 | 19.45 | 5.04 | 1 | 0 | 0 | 0 | 0 | 100 | 108 | 109 | 100 | 100 | 1c | 0 | 100 | 2.10E+11 | 8.08E+10 | 7850 | 1.3 | 0.02 | 199 | 233 | 234 | 199 | 199 | 1c | 0 | 0 | 199 | 2.10E+11 | 8.08E+10 | 7850 | 5.086 | 0.043 | 199 | 2.10E+11 | 8.08E+10 | 7850 | 5.086 | 0.043
| 200 | -3.48 | 7.708 | 19.45 | 0 |  |  | 100.2 | 109 | 1.3 | 20 | Floater | No | 0 | 8.042e-05 | 0 | 0 | 3460000000 | 3460000000 | 3249000000 | 3249000000 | 0 | 0 | 2662000000 | 3.295e-05 | 16890000000 | 0.65 | N/A | Yes | BEM | Hydrodynamics | (with | Morison | drag) | 0 | 0 | 0 | 200 | 7.708 | 19.45 | -3.48 | 1 | 0 | 0 | 0 | 0 | [13 empty] | 200 | 234 | 235 | 200 | 200 | 1c | 0 | 0 | 200 | 2.10E+11 | 8.08E+10 | 7850 | 5.08 | 0.04 | 200 | 2.10E+11 | 8.08E+10 | 7850 | 5.08 | 0.04
| 201 | 5.04 | -6.485 | 11.25 | 0 |  |  | 101.1 | 109 | 1.3 | 20 | Floater | No | 0 | 8.042e-05 | 0 | 0 | 3460000000 | 3460000000 | 3249000000 | 3249000000 | 0 | 0 | 2662000000 | 3.295e-05 | 16890000000 | 0.65 | N/A | Yes | BEM | Hydrodynamics | (with | Morison | drag) | 0 | 0 | 0 | 201 | -6.485 | 11.25 | 5.04 | 1 | 0 | 0 | 0 | 0 | 101 | 109 | 110 | 101 | 101 | 1c | 0 | 101 | 2.10E+11 | 8.08E+10 | 7850 | 1.3 | 0.02 | 201 | 235 | 236 | 201 | 201 | 1c | 0 | 0 | 201 | 2.10E+11 | 8.08E+10 | 7850 | 5.076 | 0.038 | 201 | 2.10E+11 | 8.08E+10 | 7850 | 5.076 | 0.038
| 202 | -3.48 | -6.485 | 11.25 | 0 |  |  | 101.2 | 110 | 1.3 | 20 | Floater | No | 0 | 8.042e-05 | 0 | 0 | 3460000000 | 3460000000 | 3249000000 | 3249000000 | 0 | 0 | 2662000000 | 3.295e-05 | 16890000000 | 0.65 | N/A | Yes | BEM | Hydrodynamics | (with | Morison | drag) | 0 | 0 | 0 | 202 | -6.485 | 11.25 | -3.48 | 1 | 0 | 0 | 0 | 0 | [13 empty] | 202 | 236 | 237 | 202 | 202 | 1c | 0 | 0 | 202 | 2.10E+11 | 8.08E+10 | 7850 | 5.074 | 0.037 | 202 | 2.10E+11 | 8.08E+10 | 7850 | 5.074 | 0.037
| 203 | 5.04 | -20.698 | 3.05 | 0 |  |  | 102.1 | 110 | 1.3 | 20 | Floater | No | 0 | 8.042e-05 | 0 | 0 | 3460000000 | 3460000000 | 3249000000 | 3249000000 | 0 | 0 | 2662000000 | 3.295e-05 | 16890000000 | 0.65 | N/A | Yes | BEM | Hydrodynamics | (with | Morison | drag) | 0 | 0 | 0 | 203 | -20.698 | 3.05 | 5.04 | 1 | 0 | 0 | 0 | 0 | 102 | 110 | 111 | 102 | 102 | 1c | 0 | 102 | 2.10E+11 | 8.08E+10 | 7850 | 1.3 | 0.02 | 203 | 237 | 238 | 203 | 203 | 1c | 0 | 0 | 203 | 2.10E+11 | 8.08E+10 | 7850 | 5.072 | 0.036 | 203 | 2.10E+11 | 8.08E+10 | 7850 | 5.072 | 0.036
| 204 | -3.48 | -20.698 | 3.05 | 0 |  |  | 102.2 | 111 | 1.3 | 20 | Floater | No | 0 | 8.042e-05 | 0 | 0 | 3460000000 | 3460000000 | 3249000000 | 3249000000 | 0 | 0 | 2662000000 | 3.295e-05 | 16890000000 | 0.65 | N/A | Yes | BEM | Hydrodynamics | (with | Morison | drag) | 0 | 0 | 0 | 204 | -20.698 | 3.05 | -3.48 | 1 | 0 | 0 | 0 | 0 | [13 empty] | 204 | 238 | 239 | 204 | 204 | 1c | 0 | 0 | 204 | 2.10E+11 | 8.08E+10 | 7850 | 5.07 | 0.035 | 204 | 2.10E+11 | 8.08E+10 | 7850 | 5.07 | 0.035
| 205 | 5.04 | -20.698 | -3.05 | 0 |  |  | 103.1 | 111 | 1.3 | 20 | Floater | No | 0 | 8.042e-05 | 0 | 0 | 3460000000 | 3460000000 | 3249000000 | 3249000000 | 0 | 0 | 2662000000 | 3.295e-05 | 16890000000 | 0.65 | N/A | Yes | BEM | Hydrodynamics | (with | Morison | drag) | 0 | 0 | 0 | 205 | -20.698 | -3.05 | 5.04 | 1 | 0 | 0 | 0 | 0 | 103 | 111 | 112 | 103 | 103 | 1c | 0 | 103 | 2.10E+11 | 8.08E+10 | 7850 | 1.3 | 0.02 | 205 | 239 | 240 | 205 | 205 | 1c | 0 | 0 | 205 | 2.10E+11 | 8.08E+10 | 7850 | 5.066 | 0.033 | 205 | 2.10E+11 | 8.08E+10 | 7850 | 5.066 | 0.033
| 206 | -3.48 | -20.698 | -3.05 | 0 |  |  | 103.2 | 112 | 1.3 | 20 | Floater | No | 0 | 8.042e-05 | 0 | 0 | 3460000000 | 3460000000 | 3249000000 | 3249000000 | 0 | 0 | 2662000000 | 3.295e-05 | 16890000000 | 0.65 | N/A | Yes | BEM | Hydrodynamics | (with | Morison | drag) | 0 | 0 | 0 | 206 | -20.698 | -3.05 | -3.48 | 1 | 0 | 0 | 0 | 0 | [13 empty] | 206 | 240 | 241 | 206 | 206 | 1c | 0 | 0 | 206 | 2.10E+11 | 8.08E+10 | 7850 | 5.066 | 0.033 | 206 | 2.10E+11 | 8.08E+10 | 7850 | 5.066 | 0.033
| 207 | 5.04 | -6.495 | -11.25 | 0 |  |  | 104.1 | 112 | 1.3 | 20 | Floater | No | 0 | 8.042e-05 | 0 | 0 | 3460000000 | 3460000000 | 3249000000 | 3249000000 | 0 | 0 | 2662000000 | 3.295e-05 | 16890000000 | 0.65 | N/A | Yes | BEM | Hydrodynamics | (with | Morison | drag) | 0 | 0 | 0 | 207 | -6.495 | -11.25 | 5.04 | 1 | 0 | 0 | 0 | 0 | 104 | 112 | 113 | 104 | 104 | 1c | 0 | 104 | 2.10E+11 | 8.08E+10 | 7850 | 1.3 | 0.02 | 207 | 241 | 242 | 207 | 207 | 1c | 0 | 0 | 207 | 2.10E+11 | 8.08E+10 | 7850 | 5.066 | 0.033 | 207 | 2.10E+11 | 8.08E+10 | 7850 | 5.066 | 0.033
| 208 | -3.48 | -6.495 | -11.25 | 0 |  |  | 104.2 | 113 | 1.3 | 20 | Floater | No | 0 | 8.042e-05 | 0 | 0 | 3460000000 | 3460000000 | 3249000000 | 3249000000 | 0 | 0 | 2662000000 | 3.295e-05 | 16890000000 | 0.65 | N/A | Yes | BEM | Hydrodynamics | (with | Morison | drag) | 0 | 0 | 0 | 208 | -6.495 | -11.25 | -3.48 | 1 | 0 | 0 | 0 | 0 | [13 empty] | 208 | 242 | 243 | 208 | 208 | 1c | 0 | 0 | 208 | 2.10E+11 | 8.08E+10 | 7850 | 5.066 | 0.033 | 208 | 2.10E+11 | 8.08E+10 | 7850 | 5.066 | 0.033
| 209 | 5.04 | 7.708 | -19.45 | 0 |  |  | 105.1 | 114 | 1.3 | 20 | Floater | No | 0 | 8.042e-05 | 0 | 0 | 3460000000 | 3460000000 | 3249000000 | 3249000000 | 0 | 0 | 2662000000 | 3.295e-05 | 16890000000 | 0.65 | N/A | Yes | BEM | Hydrodynamics | (with | Morison | drag) | 0 | 0 | 0 | 209 | 7.708 | -19.45 | 5.04 | 1 | 0 | 0 | 0 | 0 | 105 | 114 | 115 | 105 | 105 | 1c | 0 | 105 | 2.10E+11 | 8.08E+10 | 7850 | 1.3 | 0.02 | 209 | 243 | 244 | 209 | 209 | 1c | 0 | 0 | 209 | 2.10E+11 | 8.08E+10 | 7850 | 5.066 | 0.029 | 209 | 2.10E+11 | 8.08E+10 | 7850 | 5.066 | 0.029
| 210 | -3.48 | 7.708 | -19.45 | 0 |  |  | 105.2 | 115 | 1.3 | 20 | Floater | No | 0 | 8.042e-05 | 0 | 0 | 3460000000 | 3460000000 | 3249000000 | 3249000000 | 0 | 0 | 2662000000 | 3.295e-05 | 16890000000 | 0.65 | N/A | Yes | BEM | Hydrodynamics | (with | Morison | drag) | 0 | 0 | 0 | 210 | 7.708 | -19.45 | -3.48 | 1 | 0 | 0 | 0 | 0 | [13 empty] | 210 | 244 | 245 | 210 | 210 | 1c | 0 | 0 | 210 | 2.10E+11 | 8.08E+10 | 7850 | 5.066 | 0.028 | 210 | 2.10E+11 | 8.08E+10 | 7850 | 5.066 | 0.028
| 211 | 5.04 | 12.99 | -16.44 | 0 |  |  | 106.1 | 115 | 1.3 | 20 | Floater | No | 0 | 8.042e-05 | 0 | 0 | 3460000000 | 3460000000 | 3249000000 | 3249000000 | 0 | 0 | 2662000000 | 3.295e-05 | 16890000000 | 0.65 | N/A | Yes | BEM | Hydrodynamics | (with | Morison | drag) | 0 | 0 | 0 | 211 | 12.99 | -16.44 | 5.04 | 1 | 0 | 0 | 0 | 0 | 106 | 115 | 116 | 106 | 106 | 1c | 0 | 106 | 2.10E+11 | 8.08E+10 | 7850 | 1.3 | 0.02 | 211 | 245 | 246 | 211 | 211 | 1c | 0 | 0 | 211 | 2.10E+11 | 8.08E+10 | 7850 | 5.066 | 0.027 | 211 | 2.10E+11 | 8.08E+10 | 7850 | 5.066 | 0.027
| 212 | -3.48 | 12.99 | -16.44 | 0 |  |  | 106.2 | 116 | 1.3 | 20 | Floater | No | 0 | 8.042e-05 | 0 | 0 | 3460000000 | 3460000000 | 3249000000 | 3249000000 | 0 | 0 | 2662000000 | 3.295e-05 | 16890000000 | 0.65 | N/A | Yes | BEM | Hydrodynamics | (with | Morison | drag) | 0 | 0 | 0 | 212 | 12.99 | -16.44 | -3.48 | 1 | 0 | 0 | 0 | 0 | [13 empty] | 212 | 246 | 247 | 212 | 212 | 1c | 0 | 0 | 212 | 2.10E+11 | 8.08E+10 | 7850 | 5.066 | 0.026 | 212 | 2.10E+11 | 8.08E+10 | 7850 | 5.066 | 0.026
| 213 | 5.04 | 12.99 | 0 | 0 |  |  | 107.1 | 116 | 1.3 | 20 | Floater | No | 0 | 8.042e-05 | 0 | 0 | 3460000000 | 3460000000 | 3249000000 | 3249000000 | 0 | 0 | 2662000000 | 3.295e-05 | 16890000000 | 0.65 | N/A | Yes | BEM | Hydrodynamics | (with | Morison | drag) | 0 | 0 | 0 | 213 | 12.99 | 0 | 5.04 | 1 | 0 | 0 | 0 | 0 | 107 | 116 | 117 | 107 | 107 | 1c | 0 | 107 | 2.10E+11 | 8.08E+10 | 7850 | 1.3 | 0.02 | 213 | 247 | 248 | 213 | 213 | 1c | 0 | 0 | 213 | 2.10E+11 | 8.08E+10 | 7850 | 5.066 | 0.025 | 213 | 2.10E+11 | 8.08E+10 | 7850 | 5.066 | 0.025
| 214 | -3.48 | 12.99 | 0 | 0 |  |  | 107.2 | 117 | 1.3 | 20 | Floater | No | 0 | 8.042e-05 | 0 | 0 | 3460000000 | 3460000000 | 3249000000 | 3249000000 | 0 | 0 | 2662000000 | 3.295e-05 | 16890000000 | 0.65 | N/A | Yes | BEM | Hydrodynamics | (with | Morison | drag) | 0 | 0 | 0 | 214 | 12.99 | 0 | -3.48 | 1 | 0 | 0 | 0 | 0 | [13 empty] | 214 | 248 | 249 | 214 | 214 | 1c | 0 | 0 | 214 | 2.10E+11 | 8.08E+10 | 7850 | 5.066 | 0.024 | 214 | 2.10E+11 | 8.08E+10 | 7850 | 5.066 | 0.024
| 215 | 5.04 | 12.99 | 16.4 | 0 |  |  | 108.1 | 117 | 1.3 | 20 | Floater | No | 0 | 8.042e-05 | 0 | 0 | 3460000000 | 3460000000 | 3249000000 | 3249000000 | 0 | 0 | 2662000000 | 3.295e-05 | 16890000000 | 0.65 | N/A | Yes | BEM | Hydrodynamics | (with | Morison | drag) | 0 | 0 | 0 | 215 | 12.99 | 16.4 | 5.04 | 1 | 0 | 0 | 0 | 0 | 108 | 117 | 118 | 108 | 108 | 1c | 0 | 108 | 2.10E+11 | 8.08E+10 | 7850 | 1.3 | 0.02 | 215 | 249 | 250 | 215 | 215 | 1c | 0 | 0 | 215 | 2.10E+11 | 8.08E+10 | 7850 | 5.066 | 0.024 | 215 | 2.10E+11 | 8.08E+10 | 7850 | 5.066 | 0.024
| 216 | -3.48 | 12.99 | 16.4 | 0 |  |  | 108.2 | 118 | 1.3 | 20 | Floater | No | 0 | 8.042e-05 | 0 | 0 | 3460000000 | 3460000000 | 3249000000 | 3249000000 | 0 | 0 | 2662000000 | 3.295e-05 | 16890000000 | 0.65 | N/A | Yes | BEM | Hydrodynamics | (with | Morison | drag) | 0 | 0 | 0 | 216 | 12.99 | 16.4 | -3.48 | 1 | 0 | 0 | 0 | 0 | [13 empty] | 216 | 250 | 251 | 216 | 216 | 1c | 0 | 0 | 216 | 2.10E+11 | 8.08E+10 | 7850 | 5.066 | 0.024 | 216 | 2.10E+11 | 8.08E+10 | 7850 | 5.066 | 0.024
| 217 | 6.06 | 1.97 | 3.412 | 0 |  |  | 109.1 | 118 | 1.3 | 20 | Floater | No | 0 | 8.042e-05 | 0 | 0 | 3460000000 | 3460000000 | 3249000000 | 3249000000 | 0 | 0 | 2662000000 | 3.295e-05 | 16890000000 | 0.65 | N/A | Yes | BEM | Hydrodynamics | (with | Morison | drag) | 0 | 0 | 0 | 217 | 1.97 | 3.412 | 6.06 | 1 | 0 | 0 | 0 | 0 | 109 | 118 | 119 | 109 | 109 | 1c | 0 | 109 | 2.10E+11 | 8.08E+10 | 7850 | 1.3 | 0.02 | 217 | 251 | 252 | 217 | 217 | 1c | 0 | 0 | 217 | 2.10E+11 | 8.08E+10 | 7850 | 5.066 | 0.024 | 217 | 2.10E+11 | 8.08E+10 | 7850 | 5.066 | 0.024
| 218 | -11.05 | 1.97 | 3.412 | 0 |  |  | 109.2 | 119 | 1.3 | 20 | Floater | No | 0 | 8.042e-05 | 0 | 0 | 3460000000 | 3460000000 | 3249000000 | 3249000000 | 0 | 0 | 2662000000 | 3.295e-05 | 16890000000 | 0.65 | N/A | Yes | BEM | Hydrodynamics | (with | Morison | drag) | 0 | 0 | 0 | 218 | 1.97 | 3.412 | -11.05 | 1 | 0 | 0 | 0 | 0 | [13 empty] | 218 | 252 | 253 | 218 | 218 | 1c | 0 | 0 | 218 | 2.10E+11 | 8.08E+10 | 7850 | 4.9204 | 0.02 | 218 | 2.10E+11 | 8.08E+10 | 7850 | 4.9204 | 0.02
| 219 | 6.06 | -3.94 | 0 | 0 |  |  | 110.1 | 119 | 1.3 | 20 | Floater | No | 0 | 8.042e-05 | 0 | 0 | 3460000000 | 3460000000 | 3249000000 | 3249000000 | 0 | 0 | 2662000000 | 3.295e-05 | 16890000000 | 0.65 | N/A | Yes | BEM | Hydrodynamics | (with | Morison | drag) | 0 | 0 | 0 | 219 | -3.94 | 0 | 6.06 | 1 | 0 | 0 | 0 | 0 | 110 | 119 | 120 | 110 | 110 | 1c | 0 | 110 | 2.10E+11 | 8.08E+10 | 7850 | 1.3 | 0.02 | 219 | 253 | 254 | 219 | 219 | 1c | 0 | 0 | 219 | 2.10E+11 | 8.08E+10 | 7850 | 4.7719 | 0.02 | 219 | 2.10E+11 | 8.08E+10 | 7850 | 4.7719 | 0.02
| 220 | -11.05 | -3.94 | 0 | 0 |  |  | 110.2 | 120 | 1.3 | 20 | Floater | No | 0 | 8.042e-05 | 0 | 0 | 3460000000 | 3460000000 | 3249000000 | 3249000000 | 0 | 0 | 2662000000 | 3.295e-05 | 16890000000 | 0.65 | N/A | Yes | BEM | Hydrodynamics | (with | Morison | drag) | 0 | 0 | 0 | 220 | -3.94 | 0 | -11.05 | 1 | 0 | 0 | 0 | 0 | [13 empty] | 220 | 254 | 255 | 220 | 220 | 1c | 0 | 0 | 220 | 2.10E+11 | 8.08E+10 | 7850 | 4.6234 | 0.019 | 220 | 2.10E+11 | 8.08E+10 | 7850 | 4.6234 | 0.019
| 221 | 6.06 | 1.97 | -3.412 | 0 |  |  | 111.1 | 28 | 1 | 15 | Floater | No | 0 | 4.642e-05 | 0 | 0 | 1182000000 | 1182000000 | 1875000000 | 1875000000 | 0 | 0 | 909900000 | 1.126e-05 | 9748000000 | 0.65 | N/A | Yes | BEM | Hydrodynamics | (with | Morison | drag) | 0 | 0 | 0 | 221 | 1.97 | -3.412 | 6.06 | 1 | 0 | 0 | 0 | 0 | 111 | 28 | 61 | 111 | 111 | 1c | 0 | 111 | 2.10E+11 | 8.08E+10 | 7850 | 1 | 0.015 | 221 | 255 | 256 | 221 | 221 | 1c | 0 | 0 | 221 | 2.10E+11 | 8.08E+10 | 7850 | 4.4749 | 0.019 | 221 | 2.10E+11 | 8.08E+10 | 7850 | 4.4749 | 0.019
| 222 | -11.05 | 1.97 | -3.412 | 0 |  |  | 111.2 | 61 | 1 | 15 | Floater | No | 0 | 4.642e-05 | 0 | 0 | 1182000000 | 1182000000 | 1875000000 | 1875000000 | 0 | 0 | 909900000 | 1.126e-05 | 9748000000 | 0.65 | N/A | Yes | BEM | Hydrodynamics | (with | Morison | drag) | 0 | 0 | 0 | 222 | 1.97 | -3.412 | -11.05 | 1 | 0 | 0 | 0 | 0 | [13 empty] | 222 | 256 | 257 | 222 | 222 | 1c | 0 | 0 | 222 | 2.10E+11 | 8.08E+10 | 7850 | 4.3265 | 0.018 | 222 | 2.10E+11 | 8.08E+10 | 7850 | 4.3265 | 0.018
| 223 | -3 | -29.517 | -3.536 | 0 | TLM1 |  | 112.1 | 28 | 1 | 15 | Floater | No | 0 | 4.642e-05 | 0 | 0 | 1182000000 | 1182000000 | 1875000000 | 1875000000 | 0 | 0 | 909900000 | 1.126e-05 | 9748000000 | 0.65 | N/A | Yes | BEM | Hydrodynamics | (with | Morison | drag) | 0 | 0 | 0 | 223 | -29.517 | -3.536 | -3 | 1 | 0 | 0 | 0 | 0 | 112 | 28 | 99 | 112 | 112 | 1c | 0 | 112 | 2.10E+11 | 8.08E+10 | 7850 | 1 | 0.015 | 223 | 86 | 58 | 223 | 223 | 1c | 0 | 0 | 223 | 2.10E+11 | 8.08E+10 | 7850 | 1 | 0.02 | 223 | 2.10E+11 | 8.08E+10 | 1 | 1 | 0.02 | [6 empty] | 223 | 86 | 58 | 3 | 3 | 1 | 0 | 1 | 3 | 1 | TRUE
| 224 | -3 | -29.517 | 3.536 | 0 | TLM1 |  | 112.2 | 99 | 1 | 15 | Floater | No | 0 | 4.642e-05 | 0 | 0 | 1182000000 | 1182000000 | 1875000000 | 1875000000 | 0 | 0 | 909900000 | 1.126e-05 | 9748000000 | 0.65 | N/A | Yes | BEM | Hydrodynamics | (with | Morison | drag) | 0 | 0 | 0 | 224 | -29.517 | 3.536 | -3 | 1 | 0 | 0 | 0 | 0 | [13 empty] | 224 | 274 | 182 | 224 | 224 | 1c | 0 | 0 | 224 | 2.10E+11 | 8.08E+10 | 7850 | 1 | 0.03 | 224 | 2.10E+11 | 8.08E+10 | 1 | 1 | 0.03 | [6 empty] | 224 | 274 | 182 | 3 | 3 | 1 | 0 | 1 | 3 | 1 | TRUE
| 225 | -3 | 11.696 | 26.786 | 0 | TLM1 |  | 113.1 | 28 | 1 | 15 | Floater | No | 0 | 4.642e-05 | 0 | 0 | 1182000000 | 1182000000 | 1875000000 | 1875000000 | 0 | 0 | 909900000 | 1.126e-05 | 9748000000 | 0.65 | N/A | Yes | BEM | Hydrodynamics | (with | Morison | drag) | 0 | 0 | 0 | 225 | 11.696 | 26.786 | -3 | 1 | 0 | 0 | 0 | 0 | 113 | 28 | 100 | 113 | 113 | 1c | 0 | 113 | 2.10E+11 | 8.08E+10 | 7850 | 1 | 0.015 | 225 | 181 | 182 | 225 | 225 | 1c | 0 | 0 | 225 | 2.10E+11 | 8.08E+10 | 7850 | 1 | 0.03 | 225 | 2.10E+11 | 8.08E+10 | 1 | 1 | 0.03 | [6 empty] | 225 | 181 | 182 | 3 | 3 | 1 | 0 | 1 | 3 | 1 | TRUE
| 226 | -3 | 17.82 | 23.794 | 0 | TLM1 |  | 113.2 | 100 | 1 | 15 | Floater | No | 0 | 4.642e-05 | 0 | 0 | 1182000000 | 1182000000 | 1875000000 | 1875000000 | 0 | 0 | 909900000 | 1.126e-05 | 9748000000 | 0.65 | N/A | Yes | BEM | Hydrodynamics | (with | Morison | drag) | 0 | 0 | 0 | 226 | 17.82 | 23.794 | -3 | 1 | 0 | 0 | 0 | 0 | [13 empty] | 226 | 181 | 271 | 226 | 226 | 1c | 0 | 0 | 226 | 2.10E+11 | 8.08E+10 | 7850 | 1 | 0.03 | 226 | 2.10E+11 | 8.08E+10 | 1 | 1 | 0.03 | [6 empty] | 226 | 181 | 271 | 3 | 3 | 1 | 0 | 1 | 3 | 1 | TRUE
| 227 | -3 | 17.82 | -23.794 | 0 | TLM1 |  | 114.1 | 43 | 1 | 15 | Floater | No | 0 | 4.642e-05 | 0 | 0 | 1182000000 | 1182000000 | 1875000000 | 1875000000 | 0 | 0 | 909900000 | 1.126e-05 | 9748000000 | 0.65 | N/A | Yes | BEM | Hydrodynamics | (with | Morison | drag) | 0 | 0 | 0 | 227 | 17.82 | -23.794 | -3 | 1 | 0 | 0 | 0 | 0 | 114 | 43 | 73 | 114 | 114 | 1c | 0 | 114 | 2.10E+11 | 8.08E+10 | 7850 | 1 | 0.015 | 227 | 275 | 184 | 227 | 227 | 1c | 0 | 0 | 227 | 2.10E+11 | 8.08E+10 | 7850 | 1 | 0.03 | 227 | 2.10E+11 | 8.08E+10 | 1 | 1 | 0.03 | [6 empty] | 227 | 275 | 184 | 3 | 3 | 1 | 0 | 1 | 3 | 1 | TRUE
| 228 | -3 | 11.696 | -26.786 | 0 | TLM1 |  | 114.2 | 73 | 1 | 15 | Floater | No | 0 | 4.642e-05 | 0 | 0 | 1182000000 | 1182000000 | 1875000000 | 1875000000 | 0 | 0 | 909900000 | 1.126e-05 | 9748000000 | 0.65 | N/A | Yes | BEM | Hydrodynamics | (with | Morison | drag) | 0 | 0 | 0 | 228 | 11.696 | -26.786 | -3 | 1 | 0 | 0 | 0 | 0 | [13 empty] | 228 | 183 | 184 | 228 | 228 | 1c | 0 | 0 | 228 | 2.10E+11 | 8.08E+10 | 7850 | 1 | 0.03 | 228 | 2.10E+11 | 8.08E+10 | 1 | 1 | 0.03 | [6 empty] | 228 | 183 | 184 | 3 | 3 | 1 | 0 | 1 | 3 | 1 | TRUE
1 | 229 | 12 | 0 | 0 | 7439.2 |  |  | 115.1 | 43 | 1 | 15 | Floater | No | 0 | 4.642e-05 | 0 | 0 | 1182000000 | 1182000000 | 1875000000 | 1875000000 | 0 | 0 | 909900000 | 1.126e-05 | 9748000000 | 0.65 | N/A | Yes | BEM | Hydrodynamics | (with | Morison | drag) | 0 | 0 | 0 | 229 | 0 | 0 | 12 | 1 | 0 | 0 | 0 | 0 | 115 | 43 | 74 | 115 | 115 | 1c | 0 | 115 | 2.10E+11 | 8.08E+10 | 7850 | 1 | 0.015 | 229 | 183 | 272 | 229 | 229 | 1c | 0 | 0 | 229 | 2.10E+11 | 8.08E+10 | 7850 | 1 | 0.03 | 229 | 2.10E+11 | 8.08E+10 | 1 | 1 | 0.03 | 229 | 0 | 0 | 12 | 1 | 0 | 229 | 183 | 272 | 3 | 3 | 1 | 0 | 1 | 3 | 1 | TRUE
2 | 230 | 12.3 | 0 | 0 | 0 |  |  | 115.2 | 74 | 1 | 15 | Floater | No | 0 | 4.642e-05 | 0 | 0 | 1182000000 | 1182000000 | 1875000000 | 1875000000 | 0 | 0 | 909900000 | 1.126e-05 | 9748000000 | 0.65 | N/A | Yes | BEM | Hydrodynamics | (with | Morison | drag) | 0 | 0 | 0 | 230 | 0 | 0 | 12.3 | 1 | 0 | 0 | 0 | 0 | [13 empty] | 230 | 276 | 186 | 230 | 230 | 1c | 0 | 0 | 230 | 2.10E+11 | 8.08E+10 | 7850 | 1 | 0.03 | 230 | 2.10E+11 | 8.08E+10 | 1 | 1 | 0.03 | 230 | 0 | 0 | 12.3 | 1 | 0 | 230 | 276 | 186 | 3 | 3 | 1 | 0 | 1 | 3 | 1 | TRUE
3 | 231 | 14.4 | 0 | 0 | 0 |  |  | 116.1 | 43 | 1 | 15 | Floater | No | 0 | 4.642e-05 | 0 | 0 | 1182000000 | 1182000000 | 1875000000 | 1875000000 | 0 | 0 | 909900000 | 1.126e-05 | 9748000000 | 0.65 | N/A | Yes | BEM | Hydrodynamics | (with | Morison | drag) | 0 | 0 | 0 | 231 | 0 | 0 | 14.4 | 1 | 0 | 0 | 0 | 0 | 116 | 43 | 113 | 116 | 116 | 1c | 0 | 116 | 2.10E+11 | 8.08E+10 | 7850 | 1 | 0.015 | 231 | 185 | 186 | 231 | 231 | 1c | 0 | 0 | 231 | 2.10E+11 | 8.08E+10 | 7850 | 1 | 0.03 | 231 | 2.10E+11 | 8.08E+10 | 1 | 1 | 0.03 | 231 | 0 | 0 | 14.4 | 1 | 0 | 231 | 185 | 186 | 3 | 3 | 1 | 0 | 1 | 3 | 1 | TRUE
4 | 232 | 16.5 | 0 | 0 | 0 |  |  | 116.2 | 113 | 1 | 15 | Floater | No | 0 | 4.642e-05 | 0 | 0 | 1182000000 | 1182000000 | 1875000000 | 1875000000 | 0 | 0 | 909900000 | 1.126e-05 | 9748000000 | 0.65 | N/A | Yes | BEM | Hydrodynamics | (with | Morison | drag) | 0 | 0 | 0 | 232 | 0 | 0 | 16.5 | 1 | 0 | 0 | 0 | 0 | [13 empty] | 232 | 185 | 273 | 232 | 232 | 1c | 0 | 0 | 232 | 2.10E+11 | 8.08E+10 | 7850 | 1 | 0.03 | 232 | 2.10E+11 | 8.08E+10 | 1 | 1 | 0.03 | 232 | 0 | 0 | 16.5 | 1 | 0 | 232 | 185 | 273 | 3 | 3 | 1 | 0 | 1 | 3 | 1 | TRUE
5 | 233 | 18.6 | 0 | 0 | 0 |  |  | 117.1 | 58 | 1 | 15 | Floater | No | 0 | 4.642e-05 | 0 | 0 | 1182000000 | 1182000000 | 1875000000 | 1875000000 | 0 | 0 | 909900000 | 1.126e-05 | 9748000000 | 0.65 | N/A | Yes | BEM | Hydrodynamics | (with | Morison | drag) | 0 | 0 | 0 | 233 | 0 | 0 | 18.6 | 1 | 0 | 0 | 0 | 0 | 117 | 58 | 87 | 117 | 117 | 1c | 0 | 117 | 2.10E+11 | 8.08E+10 | 7850 | 1 | 0.015 | 233 | 63 | 187 | 233 | 233 | 1c | 0 | 0 | 233 | 2.10E+11 | 8.08E+10 | 7850 | 0.8 | 0.015 | 233 | 2.10E+11 | 8.08E+10 | 1 | 0.8 | 0.015 | 233 | 0 | 0 | 18.6 | 1 | 0 | 233 | 63 | 187 | 3 | 3 | 1 | 0 | 1 | 3 | 1 | TRUE
6 | 234 | 20.7 | 0 | 0 | 0 |  |  | 117.2 | 87 | 1 | 15 | Floater | No | 0 | 4.642e-05 | 0 | 0 | 1182000000 | 1182000000 | 1875000000 | 1875000000 | 0 | 0 | 909900000 | 1.126e-05 | 9748000000 | 0.65 | N/A | Yes | BEM | Hydrodynamics | (with | Morison | drag) | 0 | 0 | 0 | 234 | 0 | 0 | 20.7 | 1 | 0 | 0 | 0 | 0 | [13 empty] | 234 | 187 | 188 | 234 | 234 | 1c | 0 | 0 | 234 | 2.10E+11 | 8.08E+10 | 7850 | 0.8 | 0.015 | 234 | 2.10E+11 | 8.08E+10 | 1 | 0.8 | 0.015 | 234 | 0 | 0 | 20.7 | 1 | 0 | 234 | 187 | 188 | 3 | 3 | 1 | 0 | 1 | 3 | 1 | TRUE
7 | 235 | 22.8 | 0 | 0 | 0 |  |  | 118.1 | 58 | 1 | 15 | Floater | No | 0 | 4.642e-05 | 0 | 0 | 1182000000 | 1182000000 | 1875000000 | 1875000000 | 0 | 0 | 909900000 | 1.126e-05 | 9748000000 | 0.65 | N/A | Yes | BEM | Hydrodynamics | (with | Morison | drag) | 0 | 0 | 0 | 235 | 0 | 0 | 22.8 | 1 | 0 | 0 | 0 | 0 | 118 | 58 | 120 | 118 | 118 | 1c | 0 | 118 | 2.10E+11 | 8.08E+10 | 7850 | 1 | 0.015 | 235 | 188 | 126 | 235 | 235 | 1c | 0 | 0 | 235 | 2.10E+11 | 8.08E+10 | 7850 | 0.8 | 0.015 | 235 | 2.10E+11 | 8.08E+10 | 1 | 0.8 | 0.015 | 235 | 0 | 0 | 22.8 | 1 | 0 | 235 | 188 | 126 | 3 | 3 | 1 | 0 | 1 | 3 | 1 | TRUE
8 | 236 | 25.4 | 0 | 0 | 0 |  |  | 118.2 | 120 | 1 | 15 | Floater | No | 0 | 4.642e-05 | 0 | 0 | 1182000000 | 1182000000 | 1875000000 | 1875000000 | 0 | 0 | 909900000 | 1.126e-05 | 9748000000 | 0.65 | N/A | Yes | BEM | Hydrodynamics | (with | Morison | drag) | 0 | 0 | 0 | 236 | 0 | 0 | 25.4 | 1 | 0 | 0 | 0 | 0 | [13 empty] | 236 | 71 | 189 | 236 | 236 | 1c | 0 | 0 | 236 | 2.10E+11 | 8.08E+10 | 7850 | 0.8 | 0.015 | 236 | 2.10E+11 | 8.08E+10 | 1 | 0.8 | 0.015 | 236 | 0 | 0 | 25.4 | 1 | 0 | 236 | 71 | 189 | 3 | 3 | 1 | 0 | 1 | 3 | 1 | TRUE
9 | 237 | 28 | 0 | 0 | 0 |  |  | 119.1 | 13 | 1.3 | 20 | Floater | No | 0 | 8.042e-05 | 0 | 0 | 3460000000 | 3460000000 | 3249000000 | 3249000000 | 0 | 0 | 2662000000 | 3.295e-05 | 16890000000 | 0.65 | N/A | Yes | BEM | Hydrodynamics | (with | Morison | drag) | 0 | 0 | 0 | 237 | 0 | 0 | 28 | 1 | 0 | 0 | 0 | 0 | 119 | 13 | 106 | 119 | 119 | 1c | 0 | 119 | 2.10E+11 | 8.08E+10 | 7850 | 1.3 | 0.02 | 237 | 189 | 190 | 237 | 237 | 1c | 0 | 0 | 237 | 2.10E+11 | 8.08E+10 | 7850 | 0.8 | 0.015 | 237 | 2.10E+11 | 8.08E+10 | 1 | 0.8 | 0.015 | 237 | 0 | 0 | 28 | 1 | 0 | 237 | 189 | 190 | 3 | 3 | 1 | 0 | 1 | 3 | 1 | TRUE
10 | 238 | 30.6 | 0 | 0 | 0 |  |  | 119.2 | 106 | 1.3 | 20 | Floater | No | 0 | 8.042e-05 | 0 | 0 | 3460000000 | 3460000000 | 3249000000 | 3249000000 | 0 | 0 | 2662000000 | 3.295e-05 | 16890000000 | 0.65 | N/A | Yes | BEM | Hydrodynamics | (with | Morison | drag) | 0 | 0 | 0 | 238 | 0 | 0 | 30.6 | 1 | 0 | 0 | 0 | 0 | [13 empty] | 238 | 190 | 128 | 238 | 238 | 1c | 0 | 0 | 238 | 2.10E+11 | 8.08E+10 | 7850 | 0.8 | 0.015 | 238 | 2.10E+11 | 8.08E+10 | 1 | 0.8 | 0.015 | 238 | 0 | 0 | 30.6 | 1 | 0 | 238 | 190 | 128 | 3 | 3 | 1 | 0 | 1 | 3 | 1 | TRUE
11 | 239 | 33.2 | 0 | 0 | 0 |  |  | 120.1 | 13 | 1.3 | 20 | Floater | No | 0 | 8.042e-05 | 0 | 0 | 3460000000 | 3460000000 | 3249000000 | 3249000000 | 0 | 0 | 2662000000 | 3.295e-05 | 16890000000 | 0.65 | N/A | Yes | BEM | Hydrodynamics | (with | Morison | drag) | 0 | 0 | 0 | 239 | 0 | 0 | 33.2 | 1 | 0 | 0 | 0 | 0 | 120 | 13 | 107 | 120 | 120 | 1c | 0 | 120 | 2.10E+11 | 8.08E+10 | 7850 | 1.3 | 0.02 | 239 | 76 | 191 | 239 | 239 | 1c | 0 | 0 | 239 | 2.10E+11 | 8.08E+10 | 7850 | 0.8 | 0.015 | 239 | 2.10E+11 | 8.08E+10 | 1 | 0.8 | 0.015 | 239 | 0 | 0 | 33.2 | 1 | 0 | 239 | 76 | 191 | 3 | 3 | 1 | 0 | 1 | 3 | 1 | TRUE
12 | 240 | 35.75 | 0 | 0 | 3441.1 |  |  | 120.2 | 107 | 1.3 | 20 | Floater | No | 0 | 8.042e-05 | 0 | 0 | 3460000000 | 3460000000 | 3249000000 | 3249000000 | 0 | 0 | 2662000000 | 3.295e-05 | 16890000000 | 0.65 | N/A | Yes | BEM | Hydrodynamics | (with | Morison | drag) | 0 | 0 | 0 | 240 | 0 | 0 | 35.75 | 1 | 0 | 0 | 0 | 0 | [13 empty] | 240 | 191 | 192 | 240 | 240 | 1c | 0 | 0 | 240 | 2.10E+11 | 8.08E+10 | 7850 | 0.8 | 0.015 | 240 | 2.10E+11 | 8.08E+10 | 1 | 0.8 | 0.015 | 240 | 0 | 0 | 35.75 | 1 | 0 | 240 | 191 | 192 | 3 | 3 | 1 | 0 | 1 | 3 | 1 | TRUE
13 | 241 | 36 | 0 | 0 | 3441.1 |  |  | 121.1 | 13 | 1.3 | 20 | Floater | No | 0 | 8.042e-05 | 0 | 0 | 3460000000 | 3460000000 | 3249000000 | 3249000000 | 0 | 0 | 2662000000 | 3.295e-05 | 16890000000 | 0.65 | N/A | Yes | BEM | Hydrodynamics | (with | Morison | drag) | 0 | 0 | 0 | 241 | 0 | 0 | 36 | 1 | 0 | 0 | 0 | 0 | 121 | 13 | 114 | 121 | 121 | 1c | 0 | 121 | 2.10E+11 | 8.08E+10 | 7850 | 1.3 | 0.02 | 241 | 192 | 139 | 241 | 241 | 1c | 0 | 0 | 241 | 2.10E+11 | 8.08E+10 | 7850 | 0.8 | 0.015 | 241 | 2.10E+11 | 8.08E+10 | 1 | 0.8 | 0.015 | 241 | 0 | 0 | 36 | 1 | 0 | 241 | 192 | 139 | 3 | 3 | 1 | 0 | 1 | 3 | 1 | TRUE
14 | 242 | 36.25 | 0 | 0 | 0 |  |  | 121.2 | 114 | 1.3 | 20 | Floater | No | 0 | 8.042e-05 | 0 | 0 | 3460000000 | 3460000000 | 3249000000 | 3249000000 | 0 | 0 | 2662000000 | 3.295e-05 | 16890000000 | 0.65 | N/A | Yes | BEM | Hydrodynamics | (with | Morison | drag) | 0 | 0 | 0 | 242 | 0 | 0 | 36.25 | 1 | 0 | 0 | 0 | 0 | [13 empty] | 242 | 84 | 193 | 242 | 242 | 1c | 0 | 0 | 242 | 2.10E+11 | 8.08E+10 | 7850 | 0.8 | 0.015 | 242 | 2.10E+11 | 8.08E+10 | 1 | 0.8 | 0.015 | 242 | 0 | 0 | 36.25 | 1 | 0 | 242 | 84 | 193 | 3 | 3 | 1 | 0 | 1 | 3 | 1 | TRUE
15 | 243 | 38.75 | 0 | 0 | 0 |  |  | 122.1 | 17 | 1 | 20 | Floater | No | 0 | 6.158e-05 | 0 | 0 | 1553000000 | 1553000000 | 2488000000 | 2488000000 | 0 | 0 | 1195000000 | 1.479e-05 | 12930000000 | 0.65 | N/A | Yes | BEM | Hydrodynamics | (with | Morison | drag) | 0 | 0 | 0 | 243 | 0 | 0 | 38.75 | 1 | 0 | 0 | 0 | 0 | 122 | 17 | 121 | 122 | 122 | 1c | 0 | 122 | 2.10E+11 | 8.08E+10 | 7850 | 1 | 0.02 | 243 | 193 | 194 | 243 | 243 | 1c | 0 | 0 | 243 | 2.10E+11 | 8.08E+10 | 7850 | 0.8 | 0.015 | 243 | 2.10E+11 | 8.08E+10 | 1 | 0.8 | 0.015 | 243 | 0 | 0 | 38.75 | 1 | 0 | 243 | 193 | 194 | 3 | 3 | 1 | 0 | 1 | 3 | 1 | TRUE
16 | 244 | 41.3 | 0 | 0 | 0 |  |  | 122.2 | 121 | 1 | 20 | Floater | No | 0 | 6.158e-05 | 0 | 0 | 1553000000 | 1553000000 | 2488000000 | 2488000000 | 0 | 0 | 1195000000 | 1.479e-05 | 12930000000 | 0.65 | N/A | Yes | BEM | Hydrodynamics | (with | Morison | drag) | 0 | 0 | 0 | 244 | 0 | 0 | 41.3 | 1 | 0 | 0 | 0 | 0 | [13 empty] | 244 | 194 | 141 | 244 | 244 | 1c | 0 | 0 | 244 | 2.10E+11 | 8.08E+10 | 7850 | 0.8 | 0.015 | 244 | 2.10E+11 | 8.08E+10 | 1 | 0.8 | 0.015 | 244 | 0 | 0 | 41.3 | 1 | 0 | 244 | 194 | 141 | 3 | 3 | 1 | 0 | 1 | 3 | 1 | TRUE
17 | 245 | 43.85 | 0 | 0 | 0 |  |  | 123.1 | 121 | 1 | 20 | Floater | No | 0 | 6.158e-05 | 0 | 0 | 1553000000 | 1553000000 | 2488000000 | 2488000000 | 0 | 0 | 1195000000 | 1.479e-05 | 12930000000 | 0.65 | N/A | Yes | BEM | Hydrodynamics | (with | Morison | drag) | 0 | 0 | 0 | 245 | 0 | 0 | 43.85 | 1 | 0 | 0 | 0 | 0 | 123 | 121 | 122 | 123 | 123 | 1c | 0 | 123 | 2.10E+11 | 8.08E+10 | 7850 | 1 | 0.02 | 245 | 89 | 195 | 245 | 245 | 1c | 0 | 0 | 245 | 2.10E+11 | 8.08E+10 | 7850 | 0.8 | 0.015 | 245 | 2.10E+11 | 8.08E+10 | 1 | 0.8 | 0.015 | 245 | 0 | 0 | 43.85 | 1 | 0 | 245 | 89 | 195 | 3 | 3 | 1 | 0 | 1 | 3 | 1 | TRUE
18 | 246 | 46.4 | 0 | 0 | 0 |  |  | 123.2 | 122 | 1 | 20 | Floater | No | 0 | 6.158e-05 | 0 | 0 | 1553000000 | 1553000000 | 2488000000 | 2488000000 | 0 | 0 | 1195000000 | 1.479e-05 | 12930000000 | 0.65 | N/A | Yes | BEM | Hydrodynamics | (with | Morison | drag) | 0 | 0 | 0 | 246 | 0 | 0 | 46.4 | 1 | 0 | 0 | 0 | 0 | [13 empty] | 246 | 195 | 196 | 246 | 246 | 1c | 0 | 0 | 246 | 2.10E+11 | 8.08E+10 | 7850 | 0.8 | 0.015 | 246 | 2.10E+11 | 8.08E+10 | 1 | 0.8 | 0.015 | 246 | 0 | 0 | 46.4 | 1 | 0 | 246 | 195 | 196 | 3 | 3 | 1 | 0 | 1 | 3 | 1 | TRUE
19 | 247 | 48.95 | 0 | 0 | 0 |  |  | 124.1 | 122 | 1 | 20 | Floater | No | 0 | 6.158e-05 | 0 | 0 | 1553000000 | 1553000000 | 2488000000 | 2488000000 | 0 | 0 | 1195000000 | 1.479e-05 | 12930000000 | 0.65 | N/A | Yes | BEM | Hydrodynamics | (with | Morison | drag) | 0 | 0 | 0 | 247 | 0 | 0 | 48.95 | 1 | 0 | 0 | 0 | 0 | 124 | 122 | 123 | 124 | 124 | 1c | 0 | 124 | 2.10E+11 | 8.08E+10 | 7850 | 1 | 0.02 | 247 | 196 | 152 | 247 | 247 | 1c | 0 | 0 | 247 | 2.10E+11 | 8.08E+10 | 7850 | 0.8 | 0.015 | 247 | 2.10E+11 | 8.08E+10 | 1 | 0.8 | 0.015 | 247 | 0 | 0 | 48.95 | 1 | 0 | 247 | 196 | 152 | 3 | 3 | 1 | 0 | 1 | 3 | 1 | TRUE
20 | 248 | 51.5 | 0 | 0 | 0 |  |  | 124.2 | 123 | 1 | 20 | Floater | No | 0 | 6.158e-05 | 0 | 0 | 1553000000 | 1553000000 | 2488000000 | 2488000000 | 0 | 0 | 1195000000 | 1.479e-05 | 12930000000 | 0.65 | N/A | Yes | BEM | Hydrodynamics | (with | Morison | drag) | 0 | 0 | 0 | 248 | 0 | 0 | 51.5 | 1 | 0 | 0 | 0 | 0 | [13 empty] | 248 | 97 | 197 | 248 | 248 | 1c | 0 | 0 | 248 | 2.10E+11 | 8.08E+10 | 7850 | 0.8 | 0.015 | 248 | 2.10E+11 | 8.08E+10 | 1 | 0.8 | 0.015 | 248 | 0 | 0 | 51.5 | 1 | 0 | 248 | 97 | 197 | 3 | 3 | 1 | 0 | 1 | 3 | 1 | TRUE
21 | 249 | 54 | 0 | 0 | 3146.1 |  |  | 125.1 | 123 | 1 | 20 | Floater | No | 0 | 6.158e-05 | 0 | 0 | 1553000000 | 1553000000 | 2488000000 | 2488000000 | 0 | 0 | 1195000000 | 1.479e-05 | 12930000000 | 0.65 | N/A | Yes | BEM | Hydrodynamics | (with | Morison | drag) | 0 | 0 | 0 | 249 | 0 | 0 | 54 | 1 | 0 | 0 | 0 | 0 | 125 | 123 | 124 | 125 | 125 | 1c | 0 | 125 | 2.10E+11 | 8.08E+10 | 7850 | 1 | 0.02 | 249 | 197 | 198 | 249 | 249 | 1c | 0 | 0 | 249 | 2.10E+11 | 8.08E+10 | 7850 | 0.8 | 0.015 | 249 | 2.10E+11 | 8.08E+10 | 1 | 0.8 | 0.015 | 249 | 0 | 0 | 54 | 1 | 0 | 249 | 197 | 198 | 3 | 3 | 1 | 0 | 1 | 3 | 1 | TRUE
22 | 250 | 54.225 | 0 | 0 | 3146.1 |  |  | 125.2 | 124 | 1 | 20 | Floater | No | 0 | 6.158e-05 | 0 | 0 | 1553000000 | 1553000000 | 2488000000 | 2488000000 | 0 | 0 | 1195000000 | 1.479e-05 | 12930000000 | 0.65 | N/A | Yes | BEM | Hydrodynamics | (with | Morison | drag) | 0 | 0 | 0 | 250 | 0 | 0 | 54.225 | 1 | 0 | 0 | 0 | 0 | [13 empty] | 250 | 198 | 154 | 250 | 250 | 1c | 0 | 0 | 250 | 2.10E+11 | 8.08E+10 | 7850 | 0.8 | 0.015 | 250 | 2.10E+11 | 8.08E+10 | 1 | 0.8 | 0.015 | 250 | 0 | 0 | 54.225 | 1 | 0 | 250 | 198 | 154 | 3 | 3 | 1 | 0 | 1 | 3 | 1 | TRUE
23 | 251 | 54.45 | 0 | 0 | 0 |  |  | 126.1 | 124 | 1 | 20 | Floater | No | 0 | 6.158e-05 | 0 | 0 | 1553000000 | 1553000000 | 2488000000 | 2488000000 | 0 | 0 | 1195000000 | 1.479e-05 | 12930000000 | 0.65 | N/A | Yes | BEM | Hydrodynamics | (with | Morison | drag) | 0 | 0 | 0 | 251 | 0 | 0 | 54.45 | 1 | 0 | 0 | 0 | 0 | 126 | 124 | 125 | 126 | 126 | 1c | 0 | 126 | 2.10E+11 | 8.08E+10 | 7850 | 1 | 0.02 | 251 | 62 | 199 | 251 | 251 | 1c | 0 | 0 | 251 | 2.10E+11 | 8.08E+10 | 7850 | 0.5 | 0.01 | 251 | 2.10E+11 | 8.08E+10 | 1 | 0.5 | 0.01 | 251 | 0 | 0 | 54.45 | 1 | 0 | 251 | 62 | 199 | 3 | 3 | 1 | 0 | 1 | 3 | 1 | TRUE
24 | 252 | 56.95 | 0 | 0 | 0 |  |  | 126.2 | 125 | 1 | 20 | Floater | No | 0 | 6.158e-05 | 0 | 0 | 1553000000 | 1553000000 | 2488000000 | 2488000000 | 0 | 0 | 1195000000 | 1.479e-05 | 12930000000 | 0.65 | N/A | Yes | BEM | Hydrodynamics | (with | Morison | drag) | 0 | 0 | 0 | 252 | 0 | 0 | 56.95 | 1 | 0 | 0 | 0 | 0 | [13 empty] | 252 | 199 | 200 | 252 | 252 | 1c | 0 | 0 | 252 | 2.10E+11 | 8.08E+10 | 7850 | 0.5 | 0.01 | 252 | 2.10E+11 | 8.08E+10 | 1 | 0.5 | 0.01 | 252 | 0 | 0 | 56.95 | 1 | 0 | 252 | 199 | 200 | 3 | 3 | 1 | 0 | 1 | 3 | 1 | TRUE
25 | 253 | 59.5 | 0 | 0 | 0 |  |  | 127.1 | 125 | 1 | 20 | Floater | No | 0 | 6.158e-05 | 0 | 0 | 1553000000 | 1553000000 | 2488000000 | 2488000000 | 0 | 0 | 1195000000 | 1.479e-05 | 12930000000 | 0.65 | N/A | Yes | BEM | Hydrodynamics | (with | Morison | drag) | 0 | 0 | 0 | 253 | 0 | 0 | 59.5 | 1 | 0 | 0 | 0 | 0 | 127 | 125 | 126 | 127 | 127 | 1c | 0 | 127 | 2.10E+11 | 8.08E+10 | 7850 | 1 | 0.02 | 253 | 200 | 122 | 253 | 253 | 1c | 0 | 0 | 253 | 2.10E+11 | 8.08E+10 | 7850 | 0.5 | 0.01 | 253 | 2.10E+11 | 8.08E+10 | 1 | 0.5 | 0.01 | 253 | 0 | 0 | 59.5 | 1 | 0 | 253 | 200 | 122 | 3 | 3 | 1 | 0 | 1 | 3 | 1 | TRUE
26 | 254 | 62.05 | 0 | 0 | 0 |  |  | 127.2 | 126 | 1 | 20 | Floater | No | 0 | 6.158e-05 | 0 | 0 | 1553000000 | 1553000000 | 2488000000 | 2488000000 | 0 | 0 | 1195000000 | 1.479e-05 | 12930000000 | 0.65 | N/A | Yes | BEM | Hydrodynamics | (with | Morison | drag) | 0 | 0 | 0 | 254 | 0 | 0 | 62.05 | 1 | 0 | 0 | 0 | 0 | [13 empty] | 254 | 67 | 201 | 254 | 254 | 1c | 0 | 0 | 254 | 2.10E+11 | 8.08E+10 | 7850 | 0.5 | 0.01 | 254 | 2.10E+11 | 8.08E+10 | 1 | 0.5 | 0.01 | 254 | 0 | 0 | 62.05 | 1 | 0 | 254 | 67 | 201 | 3 | 3 | 1 | 0 | 1 | 3 | 1 | TRUE
27 | 255 | 64.6 | 0 | 0 | 0 |  |  | 128.1 | 126 | 1 | 20 | Floater | No | 0 | 6.158e-05 | 0 | 0 | 1553000000 | 1553000000 | 2488000000 | 2488000000 | 0 | 0 | 1195000000 | 1.479e-05 | 12930000000 | 0.65 | N/A | Yes | BEM | Hydrodynamics | (with | Morison | drag) | 0 | 0 | 0 | 255 | 0 | 0 | 64.6 | 1 | 0 | 0 | 0 | 0 | 128 | 126 | 127 | 128 | 128 | 1c | 0 | 128 | 2.10E+11 | 8.08E+10 | 7850 | 1 | 0.02 | 255 | 201 | 202 | 255 | 255 | 1c | 0 | 0 | 255 | 2.10E+11 | 8.08E+10 | 7850 | 0.5 | 0.01 | 255 | 2.10E+11 | 8.08E+10 | 1 | 0.5 | 0.01 | 255 | 0 | 0 | 64.6 | 1 | 0 | 255 | 201 | 202 | 3 | 3 | 1 | 0 | 1 | 3 | 1 | TRUE
28 | 256 | 67.15 | 0 | 0 | 0 |  |  | 128.2 | 127 | 1 | 20 | Floater | No | 0 | 6.158e-05 | 0 | 0 | 1553000000 | 1553000000 | 2488000000 | 2488000000 | 0 | 0 | 1195000000 | 1.479e-05 | 12930000000 | 0.65 | N/A | Yes | BEM | Hydrodynamics | (with | Morison | drag) | 0 | 0 | 0 | 256 | 0 | 0 | 67.15 | 1 | 0 | 0 | 0 | 0 | [13 empty] | 256 | 202 | 127 | 256 | 256 | 1c | 0 | 0 | 256 | 2.10E+11 | 8.08E+10 | 7850 | 0.5 | 0.01 | 256 | 2.10E+11 | 8.08E+10 | 1 | 0.5 | 0.01 | 256 | 0 | 0 | 67.15 | 1 | 0 | 256 | 202 | 127 | 3 | 3 | 1 | 0 | 1 | 3 | 1 | TRUE
29 | 257 | 69.7 | 0 | 0 | 0 |  |  | 129.1 | 127 | 1 | 20 | Floater | No | 0 | 6.158e-05 | 0 | 0 | 1553000000 | 1553000000 | 2488000000 | 2488000000 | 0 | 0 | 1195000000 | 1.479e-05 | 12930000000 | 0.65 | N/A | Yes | BEM | Hydrodynamics | (with | Morison | drag) | 0 | 0 | 0 | 257 | 0 | 0 | 69.7 | 1 | 0 | 0 | 0 | 0 | 129 | 127 | 128 | 129 | 129 | 1c | 0 | 129 | 2.10E+11 | 8.08E+10 | 7850 | 1 | 0.02 | 257 | 72 | 203 | 257 | 257 | 1c | 0 | 0 | 257 | 2.10E+11 | 8.08E+10 | 7850 | 0.5 | 0.01 | 257 | 2.10E+11 | 8.08E+10 | 1 | 0.5 | 0.01 | 257 | 0 | 0 | 69.7 | 1 | 0 | 257 | 72 | 203 | 3 | 3 | 1 | 0 | 1 | 3 | 1 | TRUE
30 | 258 | 72.25 | 0 | 0 | 0 |  |  | 129.2 | 128 | 1 | 20 | Floater | No | 0 | 6.158e-05 | 0 | 0 | 1553000000 | 1553000000 | 2488000000 | 2488000000 | 0 | 0 | 1195000000 | 1.479e-05 | 12930000000 | 0.65 | N/A | Yes | BEM | Hydrodynamics | (with | Morison | drag) | 0 | 0 | 0 | 258 | 0 | 0 | 72.25 | 1 | 0 | 0 | 0 | 0 | [13 empty] | 258 | 203 | 204 | 258 | 258 | 1c | 0 | 0 | 258 | 2.10E+11 | 8.08E+10 | 7850 | 0.5 | 0.01 | 258 | 2.10E+11 | 8.08E+10 | 1 | 0.5 | 0.01 | 258 | 0 | 0 | 72.25 | 1 | 0 | 258 | 203 | 204 | 3 | 3 | 1 | 0 | 1 | 3 | 1 | TRUE
31 | 259 | 74.8 | 0 | 0 | 0 |  |  | 130.1 | 128 | 1 | 20 | Floater | No | 0 | 6.158e-05 | 0 | 0 | 1553000000 | 1553000000 | 2488000000 | 2488000000 | 0 | 0 | 1195000000 | 1.479e-05 | 12930000000 | 0.65 | N/A | Yes | BEM | Hydrodynamics | (with | Morison | drag) | 0 | 0 | 0 | 259 | 0 | 0 | 74.8 | 1 | 0 | 0 | 0 | 0 | 130 | 128 | 129 | 130 | 130 | 1c | 0 | 130 | 2.10E+11 | 8.08E+10 | 7850 | 1 | 0.02 | 259 | 204 | 132 | 259 | 259 | 1c | 0 | 0 | 259 | 2.10E+11 | 8.08E+10 | 7850 | 0.5 | 0.015 | 259 | 2.10E+11 | 8.08E+10 | 1 | 0.5 | 0.015 | 259 | 0 | 0 | 74.8 | 1 | 0 | 259 | 204 | 132 | 3 | 3 | 1 | 0 | 1 | 3 | 1 | TRUE
32 | 260 | 77.35 | 0 | 0 | 0 |  |  | 130.2 | 129 | 1 | 20 | Floater | No | 0 | 6.158e-05 | 0 | 0 | 1553000000 | 1553000000 | 2488000000 | 2488000000 | 0 | 0 | 1195000000 | 1.479e-05 | 12930000000 | 0.65 | N/A | Yes | BEM | Hydrodynamics | (with | Morison | drag) | 0 | 0 | 0 | 260 | 0 | 0 | 77.35 | 1 | 0 | 0 | 0 | 0 | [13 empty] | 260 | 75 | 205 | 260 | 260 | 1c | 0 | 0 | 260 | 2.10E+11 | 8.08E+10 | 7850 | 0.5 | 0.01 | 260 | 2.10E+11 | 8.08E+10 | 1 | 0.5 | 0.01 | 260 | 0 | 0 | 77.35 | 1 | 0 | 260 | 75 | 205 | 3 | 3 | 1 | 0 | 1 | 3 | 1 | TRUE
33 | 261 | 79.9 | 0 | 0 | 0 |  |  | 131.1 | 129 | 1 | 20 | Floater | No | 0 | 6.158e-05 | 0 | 0 | 1553000000 | 1553000000 | 2488000000 | 2488000000 | 0 | 0 | 1195000000 | 1.479e-05 | 12930000000 | 0.65 | N/A | Yes | BEM | Hydrodynamics | (with | Morison | drag) | 0 | 0 | 0 | 261 | 0 | 0 | 79.9 | 1 | 0 | 0 | 0 | 0 | 131 | 129 | 130 | 131 | 131 | 1c | 0 | 131 | 2.10E+11 | 8.08E+10 | 7850 | 1 | 0.02 | 261 | 205 | 206 | 261 | 261 | 1c | 0 | 0 | 261 | 2.10E+11 | 8.08E+10 | 7850 | 0.5 | 0.01 | 261 | 2.10E+11 | 8.08E+10 | 1 | 0.5 | 0.01 | 261 | 0 | 0 | 79.9 | 1 | 0 | 261 | 205 | 206 | 3 | 3 | 1 | 0 | 1 | 3 | 1 | TRUE
34 | 262 | 82.226 | 0 | 0 | 0 |  |  | 131.2 | 130 | 1 | 20 | Floater | No | 0 | 6.158e-05 | 0 | 0 | 1553000000 | 1553000000 | 2488000000 | 2488000000 | 0 | 0 | 1195000000 | 1.479e-05 | 12930000000 | 0.65 | N/A | Yes | BEM | Hydrodynamics | (with | Morison | drag) | 0 | 0 | 0 | 262 | 0 | 0 | 82.226 | 1 | 0 | 0 | 0 | 0 | [13 empty] | 262 | 206 | 135 | 262 | 262 | 1c | 0 | 0 | 262 | 2.10E+11 | 8.08E+10 | 7850 | 0.5 | 0.01 | 262 | 2.10E+11 | 8.08E+10 | 1 | 0.5 | 0.01 | 262 | 0 | 0 | 82.226 | 1 | 0 | 262 | 206 | 135 | 3 | 3 | 1 | 0 | 1 | 3 | 1 | TRUE
35 | 263 | 84.552 | 0 | 0 | 0 |  |  | 132.1 | 130 | 1 | 20 | Floater | No | 0 | 6.158e-05 | 0 | 0 | 1553000000 | 1553000000 | 2488000000 | 2488000000 | 0 | 0 | 1195000000 | 1.479e-05 | 12930000000 | 0.65 | N/A | Yes | BEM | Hydrodynamics | (with | Morison | drag) | 0 | 0 | 0 | 263 | 0 | 0 | 84.552 | 1 | 0 | 0 | 0 | 0 | 132 | 130 | 131 | 132 | 132 | 1c | 0 | 132 | 2.10E+11 | 8.08E+10 | 7850 | 1 | 0.02 | 263 | 80 | 207 | 263 | 263 | 1c | 0 | 0 | 263 | 2.10E+11 | 8.08E+10 | 7850 | 0.5 | 0.01 | 263 | 2.10E+11 | 8.08E+10 | 1 | 0.5 | 0.01 | 263 | 0 | 0 | 84.552 | 1 | 0 | 263 | 80 | 207 | 3 | 3 | 1 | 0 | 1 | 3 | 1 | TRUE
36 | 264 | 84.777 | 0 | 0 | 1529.4 |  |  | 132.2 | 131 | 1 | 20 | Floater | No | 0 | 6.158e-05 | 0 | 0 | 1553000000 | 1553000000 | 2488000000 | 2488000000 | 0 | 0 | 1195000000 | 1.479e-05 | 12930000000 | 0.65 | N/A | Yes | BEM | Hydrodynamics | (with | Morison | drag) | 0 | 0 | 0 | 264 | 0 | 0 | 84.777 | 1 | 0 | 0 | 0 | 0 | [13 empty] | 264 | 207 | 208 | 264 | 264 | 1c | 0 | 0 | 264 | 2.10E+11 | 8.08E+10 | 7850 | 0.5 | 0.01 | 264 | 2.10E+11 | 8.08E+10 | 1 | 0.5 | 0.01 | 264 | 0 | 0 | 84.777 | 1 | 0 | 264 | 207 | 208 | 3 | 3 | 1 | 0 | 1 | 3 | 1 | TRUE
| 265 | 5.04 | 9.94 | 17.217 | 0 |  |  | 133.1 | 131 | 1 | 20 | Floater | No | 0 | 6.158e-05 | 0 | 0 | 1553000000 | 1553000000 | 2488000000 | 2488000000 | 0 | 0 | 1195000000 | 1.479e-05 | 12930000000 | 0.65 | N/A | Yes | BEM | Hydrodynamics | (with | Morison | drag) | 0 | 0 | 0 | 265 | 9.94 | 17.217 | 5.04 | 1 | 0 | 0 | 0 | 0 | 133 | 131 | 132 | 133 | 133 | 1c | 0 | 133 | 2.10E+11 | 8.08E+10 | 7850 | 1 | 0.02 | 265 | 208 | 140 | 265 | 265 | 1c | 0 | 0 | 265 | 2.10E+11 | 8.08E+10 | 7850 | 0.5 | 0.01 | 265 | 2.10E+11 | 8.08E+10 | 1 | 0.5 | 0.01 | 265 | 9.94 | 17.217 | 5.04 | 1 | 0 | 265 | 208 | 140 | 3 | 3 | 1 | 0 | 1 | 3 | 1 | TRUE
| 266 | -8.76 | 9.94 | 17.217 | 0 |  |  | 133.2 | 132 | 1 | 20 | Floater | No | 0 | 6.158e-05 | 0 | 0 | 1553000000 | 1553000000 | 2488000000 | 2488000000 | 0 | 0 | 1195000000 | 1.479e-05 | 12930000000 | 0.65 | N/A | Yes | BEM | Hydrodynamics | (with | Morison | drag) | 0 | 0 | 0 | 266 | 9.94 | 17.217 | -8.76 | 1 | 0 | 0 | 0 | 0 | [13 empty] | 266 | 85 | 209 | 266 | 266 | 1c | 0 | 0 | 266 | 2.10E+11 | 8.08E+10 | 7850 | 0.5 | 0.01 | 266 | 2.10E+11 | 8.08E+10 | 1 | 0.5 | 0.01 | 266 | 9.94 | 17.217 | -8.76 | 1 | 0 | 266 | 85 | 209 | 3 | 3 | 1 | 0 | 1 | 3 | 1 | TRUE
| 267 | 5.04 | -19.881 | 0 | 0 |  |  | 134.1 | 132 | 1 | 20 | Floater | No | 0 | 6.158e-05 | 0 | 0 | 1553000000 | 1553000000 | 2488000000 | 2488000000 | 0 | 0 | 1195000000 | 1.479e-05 | 12930000000 | 0.65 | N/A | Yes | BEM | Hydrodynamics | (with | Morison | drag) | 0 | 0 | 0 | 267 | -19.881 | 0 | 5.04 | 1 | 0 | 0 | 0 | 0 | 134 | 132 | 133 | 134 | 134 | 1c | 0 | 134 | 2.10E+11 | 8.08E+10 | 7850 | 1 | 0.02 | 267 | 209 | 210 | 267 | 267 | 1c | 0 | 0 | 267 | 2.10E+11 | 8.08E+10 | 7850 | 0.5 | 0.01 | 267 | 2.10E+11 | 8.08E+10 | 1 | 0.5 | 0.01 | 267 | -19.881 | 0 | 5.04 | 1 | 0 | 267 | 209 | 210 | 3 | 3 | 1 | 0 | 1 | 3 | 1 | TRUE
| 268 | -8.76 | -19.881 | 0 | 0 |  |  | 134.2 | 133 | 1 | 20 | Floater | No | 0 | 6.158e-05 | 0 | 0 | 1553000000 | 1553000000 | 2488000000 | 2488000000 | 0 | 0 | 1195000000 | 1.479e-05 | 12930000000 | 0.65 | N/A | Yes | BEM | Hydrodynamics | (with | Morison | drag) | 0 | 0 | 0 | 268 | -19.881 | 0 | -8.76 | 1 | 0 | 0 | 0 | 0 | [13 empty] | 268 | 210 | 145 | 268 | 268 | 1c | 0 | 0 | 268 | 2.10E+11 | 8.08E+10 | 7850 | 0.5 | 0.01 | 268 | 2.10E+11 | 8.08E+10 | 1 | 0.5 | 0.01 | 268 | -19.881 | 0 | -8.76 | 1 | 0 | 268 | 210 | 145 | 3 | 3 | 1 | 0 | 1 | 3 | 1 | TRUE
| 269 | 5.04 | 9.94 | -17.217 | 0 |  |  | 135.1 | 133 | 1 | 20 | Floater | No | 0 | 6.158e-05 | 0 | 0 | 1553000000 | 1553000000 | 2488000000 | 2488000000 | 0 | 0 | 1195000000 | 1.479e-05 | 12930000000 | 0.65 | N/A | Yes | BEM | Hydrodynamics | (with | Morison | drag) | 0 | 0 | 0 | 269 | 9.94 | -17.217 | 5.04 | 1 | 0 | 0 | 0 | 0 | 135 | 133 | 32 | 135 | 135 | 1c | 0 | 135 | 2.10E+11 | 8.08E+10 | 7850 | 1 | 0.02 | 269 | 88 | 211 | 269 | 269 | 1c | 0 | 0 | 269 | 2.10E+11 | 8.08E+10 | 7850 | 0.5 | 0.01 | 269 | 2.10E+11 | 8.08E+10 | 1 | 0.5 | 0.01 | 269 | 9.94 | -17.217 | 5.04 | 1 | 0 | 269 | 88 | 211 | 3 | 3 | 1 | 0 | 1 | 3 | 1 | TRUE
| 270 | -8.76 | 9.94 | -17.217 | 0 |  |  | 135.2 | 32 | 1 | 20 | Floater | No | 0 | 6.158e-05 | 0 | 0 | 1553000000 | 1553000000 | 2488000000 | 2488000000 | 0 | 0 | 1195000000 | 1.479e-05 | 12930000000 | 0.65 | N/A | Yes | BEM | Hydrodynamics | (with | Morison | drag) | 0 | 0 | 0 | 270 | 9.94 | -17.217 | -8.76 | 1 | 0 | 0 | 0 | 0 | [13 empty] | 270 | 211 | 212 | 270 | 270 | 1c | 0 | 0 | 270 | 2.10E+11 | 8.08E+10 | 7850 | 0.5 | 0.01 | 270 | 2.10E+11 | 8.08E+10 | 1 | 0.5 | 0.01 | 270 | 9.94 | -17.217 | -8.76 | 1 | 0 | 270 | 211 | 212 | 3 | 3 | 1 | 0 | 1 | 3 | 1 | TRUE
| 271 | 8.5 | 1.97 | 3.412 | 0 |  |  | 136.1 | 47 | 1 | 20 | Floater | No | 0 | 6.158e-05 | 0 | 0 | 1553000000 | 1553000000 | 2488000000 | 2488000000 | 0 | 0 | 1195000000 | 1.479e-05 | 12930000000 | 0.65 | N/A | Yes | BEM | Hydrodynamics | (with | Morison | drag) | 0 | 0 | 0 | 271 | 1.97 | 3.412 | 8.5 | 1 | 0 | 0 | 0 | 0 | 136 | 47 | 147 | 136 | 136 | 1c | 0 | 136 | 2.10E+11 | 8.08E+10 | 7850 | 1 | 0.02 | 271 | 212 | 148 | 271 | 271 | 1c | 0 | 0 | 271 | 2.10E+11 | 8.08E+10 | 7850 | 0.5 | 0.01 | 271 | 2.10E+11 | 8.08E+10 | 1 | 0.5 | 0.01 | 271 | 1.97 | 3.412 | 8.5 | 1 | 0 | 271 | 212 | 148 | 3 | 3 | 1 | 0 | 1 | 3 | 1 | TRUE
| 272 | 8.5 | -3.94 | 0 | 0 |  |  | 136.2 | 147 | 1 | 20 | Floater | No | 0 | 6.158e-05 | 0 | 0 | 1553000000 | 1553000000 | 2488000000 | 2488000000 | 0 | 0 | 1195000000 | 1.479e-05 | 12930000000 | 0.65 | N/A | Yes | BEM | Hydrodynamics | (with | Morison | drag) | 0 | 0 | 0 | 272 | -3.94 | 0 | 8.5 | 1 | 0 | 0 | 0 | 0 | [13 empty] | 272 | 93 | 213 | 272 | 272 | 1c | 0 | 0 | 272 | 2.10E+11 | 8.08E+10 | 7850 | 0.5 | 0.01 | 272 | 2.10E+11 | 8.08E+10 | 1 | 0.5 | 0.01 | 272 | -3.94 | 0 | 8.5 | 1 | 0 | 272 | 93 | 213 | 3 | 3 | 1 | 0 | 1 | 3 | 1 | TRUE
| 273 | 8.5 | 1.97 | -3.412 | 0 |  |  | 137.1 | 147 | 1 | 20 | Floater | No | 0 | 6.158e-05 | 0 | 0 | 1553000000 | 1553000000 | 2488000000 | 2488000000 | 0 | 0 | 1195000000 | 1.479e-05 | 12930000000 | 0.65 | N/A | Yes | BEM | Hydrodynamics | (with | Morison | drag) | 0 | 0 | 0 | 273 | 1.97 | -3.412 | 8.5 | 1 | 0 | 0 | 0 | 0 | 137 | 147 | 148 | 137 | 137 | 1c | 0 | 137 | 2.10E+11 | 8.08E+10 | 7850 | 1 | 0.02 | 273 | 213 | 214 | 273 | 273 | 1c | 0 | 0 | 273 | 2.10E+11 | 8.08E+10 | 7850 | 0.5 | 0.01 | 273 | 2.10E+11 | 8.08E+10 | 1 | 0.5 | 0.01 | 273 | 1.97 | -3.412 | 8.5 | 1 | 0 | 273 | 213 | 214 | 3 | 3 | 1 | 0 | 1 | 3 | 1 | TRUE
| 274 | -11.5 | 9.94 | 17.217 | 0 |  |  | 137.2 | 148 | 1 | 20 | Floater | No | 0 | 6.158e-05 | 0 | 0 | 1553000000 | 1553000000 | 2488000000 | 2488000000 | 0 | 0 | 1195000000 | 1.479e-05 | 12930000000 | 0.65 | N/A | Yes | BEM | Hydrodynamics | (with | Morison | drag) | 0 | 0 | 0 | 274 | 9.94 | 17.217 | -11.5 | 1 | 0 | 0 | 0 | 0 | [13 empty] | 274 | 214 | 153 | 274 | 274 | 1c | 0 | 0 | 274 | 2.10E+11 | 8.08E+10 | 7850 | 0.5 | 0.01 | 274 | 2.10E+11 | 8.08E+10 | 1 | 0.5 | 0.01 | 274 | 9.94 | 17.217 | -11.5 | 1 | 0 | 274 | 214 | 153 | 3 | 3 | 1 | 0 | 1 | 3 | 1 | TRUE
| 275 | -11.5 | -19.881 | 0 | 0 |  |  | 138.1 | 148 | 1 | 20 | Floater | No | 0 | 6.158e-05 | 0 | 0 | 1553000000 | 1553000000 | 2488000000 | 2488000000 | 0 | 0 | 1195000000 | 1.479e-05 | 12930000000 | 0.65 | N/A | Yes | BEM | Hydrodynamics | (with | Morison | drag) | 0 | 0 | 0 | 275 | -19.881 | 0 | -11.5 | 1 | 0 | 0 | 0 | 0 | 138 | 148 | 149 | 138 | 138 | 1c | 0 | 138 | 2.10E+11 | 8.08E+10 | 7850 | 1 | 0.02 | 275 | 98 | 215 | 275 | 275 | 1c | 0 | 0 | 275 | 2.10E+11 | 8.08E+10 | 7850 | 0.5 | 0.01 | 275 | 2.10E+11 | 8.08E+10 | 1 | 0.5 | 0.01 | 275 | -19.881 | 0 | -11.5 | 1 | 0 | 275 | 98 | 215 | 3 | 3 | 1 | 0 | 1 | 3 | 1 | TRUE
| 276 | -11.5 | 9.94 | -17.217 | 0 |  |  | 138.2 | 149 | 1 | 20 | Floater | No | 0 | 6.158e-05 | 0 | 0 | 1553000000 | 1553000000 | 2488000000 | 2488000000 | 0 | 0 | 1195000000 | 1.479e-05 | 12930000000 | 0.65 | N/A | Yes | BEM | Hydrodynamics | (with | Morison | drag) | 0 | 0 | 0 | 276 | 9.94 | -17.217 | -11.5 | 1 | 0 | 0 | 0 | 0 | [13 empty] | 276 | 215 | 216 | 276 | 276 | 1c | 0 | 0 | 276 | 2.10E+11 | 8.08E+10 | 7850 | 0.5 | 0.01 | 276 | 2.10E+11 | 8.08E+10 | 1 | 0.5 | 0.01 | 276 | 9.94 | -17.217 | -11.5 | 1 | 0 | 276 | 215 | 216 | 3 | 3 | 1 | 0 | 1 | 3 | 1 | TRUE
| 277 | -7.16 | -19.881 | 0 | 0 |  |  | 139.1 | 149 | 1 | 20 | Floater | No | 0 | 6.158e-05 | 0 | 0 | 1553000000 | 1553000000 | 2488000000 | 2488000000 | 0 | 0 | 1195000000 | 1.479e-05 | 12930000000 | 0.65 | N/A | Yes | BEM | Hydrodynamics | (with | Morison | drag) | 0 | 0 | 0 | 277 | -19.881 | 0 | -7.16 | 1 | 0 | 0 | 0 | 0 | 139 | 149 | 150 | 139 | 139 | 1c | 0 | 139 | 2.10E+11 | 8.08E+10 | 7850 | 1 | 0.02 | 277 | 216 | 158 | 277 | 277 | 1c | 0 | 0 | 277 | 2.10E+11 | 8.08E+10 | 7850 | 0.5 | 0.01 | 277 | 2.10E+11 | 8.08E+10 | 1 | 0.5 | 0.01 | 277 | -19.881 | 0 | -7.16 | 1 | 0 | 277 | 216 | 158 | 3 | 3 | 1 | 0 | 1 | 3 | 1 | TRUE
| 278 | -7.16 | 9.94 | 17.217 | 0 |  |  | 139.2 | 150 | 1 | 20 | Floater | No | 0 | 6.158e-05 | 0 | 0 | 1553000000 | 1553000000 | 2488000000 | 2488000000 | 0 | 0 | 1195000000 | 1.479e-05 | 12930000000 | 0.65 | N/A | Yes | BEM | Hydrodynamics | (with | Morison | drag) | 0 | 0 | 0 | 278 | 9.94 | 17.217 | -7.16 | 1 | 0 | 0 | 0 | 0 | [13 empty] | 278 | 271 | 217 | 278 | 278 | 1c | 0 | 0 | 278 | 2.10E+11 | 8.08E+10 | 7850 | 1.3 | 0.01 | 278 | 2.10E+11 | 8.08E+10 | 1 | 1.3 | 0.01 | 278 | 9.94 | 17.217 | -7.16 | 1 | 0 | 278 | 271 | 217 | 3 | 3 | 1 | 0 | 1 | 3 | 1 | TRUE
| 279 | -7.16 | 9.94 | -17.217 | 0 |  |  | 140.1 | 150 | 1 | 20 | Floater | No | 0 | 6.158e-05 | 0 | 0 | 1553000000 | 1553000000 | 2488000000 | 2488000000 | 0 | 0 | 1195000000 | 1.479e-05 | 12930000000 | 0.65 | N/A | Yes | BEM | Hydrodynamics | (with | Morison | drag) | 0 | 0 | 0 | 279 | 9.94 | -17.217 | -7.16 | 1 | 0 | 0 | 0 | 0 | 140 | 150 | 151 | 140 | 140 | 1c | 0 | 140 | 2.10E+11 | 8.08E+10 | 7850 | 1 | 0.02 | 279 | 217 | 284 | 279 | 279 | 1c | 0 | 0 | 279 | 2.10E+11 | 8.08E+10 | 7850 | 1.3 | 0.01 | 279 | 2.10E+11 | 8.08E+10 | 1 | 1.3 | 0.01 | 279 | 9.94 | -17.217 | -7.16 | 1 | 0 | 279 | 217 | 284 | 3 | 3 | 1 | 0 | 1 | 3 | 1 | TRUE
| 280 | 4 | 1.97 | -3.412 | 0 |  |  | 140.2 | 151 | 1 | 20 | Floater | No | 0 | 6.158e-05 | 0 | 0 | 1553000000 | 1553000000 | 2488000000 | 2488000000 | 0 | 0 | 1195000000 | 1.479e-05 | 12930000000 | 0.65 | N/A | Yes | BEM | Hydrodynamics | (with | Morison | drag) | 0 | 0 | 0 | 280 | 1.97 | -3.412 | 4 | 1 | 0 | 0 | 0 | 0 | [13 empty] | 280 | 218 | 165 | 280 | 280 | 1c | 0 | 0 | 280 | 2.10E+11 | 8.08E+10 | 7850 | 1.3 | 0.01 | 280 | 2.10E+11 | 8.08E+10 | 1 | 1.3 | 0.01 | 280 | 1.97 | -3.412 | 4 | 1 | 0 | 280 | 218 | 165 | 3 | 3 | 1 | 0 | 1 | 3 | 1 | TRUE
| 281 | -9.45 | 1.97 | -3.412 | 0 |  |  | 141.1 | 151 | 1 | 20 | Floater | No | 0 | 6.158e-05 | 0 | 0 | 1553000000 | 1553000000 | 2488000000 | 2488000000 | 0 | 0 | 1195000000 | 1.479e-05 | 12930000000 | 0.65 | N/A | Yes | BEM | Hydrodynamics | (with | Morison | drag) | 0 | 0 | 0 | 281 | 1.97 | -3.412 | -9.45 | 1 | 0 | 0 | 0 | 0 | 141 | 151 | 152 | 141 | 141 | 1c | 0 | 141 | 2.10E+11 | 8.08E+10 | 7850 | 1 | 0.02 | 281 | 272 | 219 | 281 | 281 | 1c | 0 | 0 | 281 | 2.10E+11 | 8.08E+10 | 7850 | 1.3 | 0.01 | 281 | 2.10E+11 | 8.08E+10 | 1 | 1.3 | 0.01 | 281 | 1.97 | -3.412 | -9.45 | 1 | 0 | 281 | 272 | 219 | 3 | 3 | 1 | 0 | 1 | 3 | 1 | TRUE
| 282 | 4 | -3.94 | 0 | 0 |  |  | 141.2 | 152 | 1 | 20 | Floater | No | 0 | 6.158e-05 | 0 | 0 | 1553000000 | 1553000000 | 2488000000 | 2488000000 | 0 | 0 | 1195000000 | 1.479e-05 | 12930000000 | 0.65 | N/A | Yes | BEM | Hydrodynamics | (with | Morison | drag) | 0 | 0 | 0 | 282 | -3.94 | 0 | 4 | 1 | 0 | 0 | 0 | 0 | [13 empty] | 282 | 219 | 282 | 282 | 282 | 1c | 0 | 0 | 282 | 2.10E+11 | 8.08E+10 | 7850 | 1.3 | 0.01 | 282 | 2.10E+11 | 8.08E+10 | 1 | 1.3 | 0.01 | 282 | -3.94 | 0 | 4 | 1 | 0 | 282 | 219 | 282 | 3 | 3 | 1 | 0 | 1 | 3 | 1 | TRUE
| 283 | -9.45 | -3.94 | 0 | 0 |  |  | 142.1 | 152 | 1 | 20 | Floater | No | 0 | 6.158e-05 | 0 | 0 | 1553000000 | 1553000000 | 2488000000 | 2488000000 | 0 | 0 | 1195000000 | 1.479e-05 | 12930000000 | 0.65 | N/A | Yes | BEM | Hydrodynamics | (with | Morison | drag) | 0 | 0 | 0 | 283 | -3.94 | 0 | -9.45 | 1 | 0 | 0 | 0 | 0 | 142 | 152 | 153 | 142 | 142 | 1c | 0 | 142 | 2.10E+11 | 8.08E+10 | 7850 | 1 | 0.02 | 283 | 220 | 168 | 283 | 283 | 1c | 0 | 0 | 283 | 2.10E+11 | 8.08E+10 | 7850 | 1.3 | 0.01 | 283 | 2.10E+11 | 8.08E+10 | 1 | 1.3 | 0.01 | 283 | -3.94 | 0 | -9.45 | 1 | 0 | 283 | 220 | 168 | 3 | 3 | 1 | 0 | 1 | 3 | 1 | TRUE
| 284 | 4 | 1.97 | 3.412 | 0 |  |  | 142.2 | 153 | 1 | 20 | Floater | No | 0 | 6.158e-05 | 0 | 0 | 1553000000 | 1553000000 | 2488000000 | 2488000000 | 0 | 0 | 1195000000 | 1.479e-05 | 12930000000 | 0.65 | N/A | Yes | BEM | Hydrodynamics | (with | Morison | drag) | 0 | 0 | 0 | 284 | 1.97 | 3.412 | 4 | 1 | 0 | 0 | 0 | 0 | [13 empty] | 284 | 273 | 221 | 284 | 284 | 1c | 0 | 0 | 284 | 2.10E+11 | 8.08E+10 | 7850 | 1.3 | 0.01 | 284 | 2.10E+11 | 8.08E+10 | 1 | 1.3 | 0.01 | 284 | 1.97 | 3.412 | 4 | 1 | 0 | 284 | 273 | 221 | 3 | 3 | 1 | 0 | 1 | 3 | 1 | TRUE
| 285 | -9.45 | 1.97 | 3.412 | 0 |  |  | 143.1 | 153 | 1 | 20 | Floater | No | 0 | 6.158e-05 | 0 | 0 | 1553000000 | 1553000000 | 2488000000 | 2488000000 | 0 | 0 | 1195000000 | 1.479e-05 | 12930000000 | 0.65 | N/A | Yes | BEM | Hydrodynamics | (with | Morison | drag) | 0 | 0 | 0 | 285 | 1.97 | 3.412 | -9.45 | 1 | 0 | 0 | 0 | 0 | 143 | 153 | 154 | 143 | 143 | 1c | 0 | 143 | 2.10E+11 | 8.08E+10 | 7850 | 1 | 0.02 | 285 | 221 | 280 | 285 | 285 | 1c | 0 | 0 | 285 | 2.10E+11 | 8.08E+10 | 7850 | 1.3 | 0.01 | 285 | 2.10E+11 | 8.08E+10 | 1 | 1.3 | 0.01 | 285 | 1.97 | 3.412 | -9.45 | 1 | 0 | 285 | 221 | 280 | 3 | 3 | 1 | 0 | 1 | 3 | 1 | TRUE
[8 empty] | 143.2 | 154 | 1 | 20 | Floater | No | 0 | 6.158e-05 | 0 | 0 | 1553000000 | 1553000000 | 2488000000 | 2488000000 | 0 | 0 | 1195000000 | 1.479e-05 | 12930000000 | 0.65 | N/A | Yes | BEM | Hydrodynamics | (with | Morison | drag) | 0 | 0 | 0 | [22 empty] | 286 | 222 | 175 | 286 | 286 | 1c | 0 | 0 | 286 | 2.10E+11 | 8.08E+10 | 7850 | 1.3 | 0.01 | 286 | 2.10E+11 | 8.08E+10 | 1 | 1.3 | 0.01 | [6 empty] | 286 | 222 | 175 | 3 | 3 | 1 | 0 | 1 | 3 | 1 | TRUE
[8 empty] | 144.1 | 154 | 1 | 20 | Floater | No | 0 | 6.158e-05 | 0 | 0 | 1553000000 | 1553000000 | 2488000000 | 2488000000 | 0 | 0 | 1195000000 | 1.479e-05 | 12930000000 | 0.65 | N/A | Yes | BEM | Hydrodynamics | (with | Morison | drag) | 0 | 0 | 0 | [9 empty] | 144 | 154 | 155 | 144 | 144 | 1c | 0 | 144 | 2.10E+11 | 8.08E+10 | 7850 | 1 | 0.02 | 287 | 101 | 265 | 287 | 287 | 1c | 0 | 0 | 287 | 2.10E+11 | 8.08E+10 | 7850 | 0.5 | 0.01 | 287 | 2.10E+11 | 8.08E+10 | 1 | 0.5 | 0.01 | [6 empty] | 287 | 101 | 265 | 3 | 3 | 1 | 0 | 1 | 3 | 1 | TRUE
[8 empty] | 144.2 | 155 | 1 | 20 | Floater | No | 0 | 6.158e-05 | 0 | 0 | 1553000000 | 1553000000 | 2488000000 | 2488000000 | 0 | 0 | 1195000000 | 1.479e-05 | 12930000000 | 0.65 | N/A | Yes | BEM | Hydrodynamics | (with | Morison | drag) | 0 | 0 | 0 | [22 empty] | 288 | 265 | 278 | 288 | 288 | 1c | 0 | 0 | 288 | 2.10E+11 | 8.08E+10 | 7850 | 0.5 | 0.01 | 288 | 2.10E+11 | 8.08E+10 | 1 | 0.5 | 0.01 | [6 empty] | 288 | 265 | 278 | 3 | 3 | 1 | 0 | 1 | 3 | 1 | TRUE
[8 empty] | 145.1 | 155 | 1 | 20 | Floater | No | 0 | 6.158e-05 | 0 | 0 | 1553000000 | 1553000000 | 2488000000 | 2488000000 | 0 | 0 | 1195000000 | 1.479e-05 | 12930000000 | 0.65 | N/A | Yes | BEM | Hydrodynamics | (with | Morison | drag) | 0 | 0 | 0 | [9 empty] | 145 | 155 | 156 | 145 | 145 | 1c | 0 | 145 | 2.10E+11 | 8.08E+10 | 7850 | 1 | 0.02 | 289 | 266 | 274 | 289 | 289 | 1c | 0 | 0 | 289 | 2.10E+11 | 8.08E+10 | 7850 | 1.3 | 0.01 | 289 | 2.10E+11 | 8.08E+10 | 1 | 1.3 | 0.01 | [6 empty] | 289 | 266 | 274 | 3 | 3 | 1 | 0 | 1 | 3 | 1 | TRUE
[8 empty] | 145.2 | 156 | 1 | 20 | Floater | No | 0 | 6.158e-05 | 0 | 0 | 1553000000 | 1553000000 | 2488000000 | 2488000000 | 0 | 0 | 1195000000 | 1.479e-05 | 12930000000 | 0.65 | N/A | Yes | BEM | Hydrodynamics | (with | Morison | drag) | 0 | 0 | 0 | [22 empty] | 290 | 112 | 267 | 290 | 290 | 1c | 0 | 0 | 290 | 2.10E+11 | 8.08E+10 | 7850 | 0.5 | 0.01 | 290 | 2.10E+11 | 8.08E+10 | 1 | 0.5 | 0.01 | [6 empty] | 290 | 112 | 267 | 3 | 3 | 1 | 0 | 1 | 3 | 1 | TRUE
[8 empty] | 146.1 | 156 | 1 | 20 | Floater | No | 0 | 6.158e-05 | 0 | 0 | 1553000000 | 1553000000 | 2488000000 | 2488000000 | 0 | 0 | 1195000000 | 1.479e-05 | 12930000000 | 0.65 | N/A | Yes | BEM | Hydrodynamics | (with | Morison | drag) | 0 | 0 | 0 | [9 empty] | 146 | 156 | 157 | 146 | 146 | 1c | 0 | 146 | 2.10E+11 | 8.08E+10 | 7850 | 1 | 0.02 | 291 | 267 | 277 | 291 | 291 | 1c | 0 | 0 | 291 | 2.10E+11 | 8.08E+10 | 7850 | 0.5 | 0.01 | 291 | 2.10E+11 | 8.08E+10 | 1 | 0.5 | 0.01 | [6 empty] | 291 | 267 | 277 | 3 | 3 | 1 | 0 | 1 | 3 | 1 | TRUE
[8 empty] | 146.2 | 157 | 1 | 20 | Floater | No | 0 | 6.158e-05 | 0 | 0 | 1553000000 | 1553000000 | 2488000000 | 2488000000 | 0 | 0 | 1195000000 | 1.479e-05 | 12930000000 | 0.65 | N/A | Yes | BEM | Hydrodynamics | (with | Morison | drag) | 0 | 0 | 0 | [22 empty] | 292 | 268 | 275 | 292 | 292 | 1c | 0 | 0 | 292 | 2.10E+11 | 8.08E+10 | 7850 | 1.3 | 0.01 | 292 | 2.10E+11 | 8.08E+10 | 1 | 1.3 | 0.01 | [6 empty] | 292 | 268 | 275 | 3 | 3 | 1 | 0 | 1 | 3 | 1 | TRUE
[8 empty] | 147.1 | 157 | 1 | 20 | Floater | No | 0 | 6.158e-05 | 0 | 0 | 1553000000 | 1553000000 | 2488000000 | 2488000000 | 0 | 0 | 1195000000 | 1.479e-05 | 12930000000 | 0.65 | N/A | Yes | BEM | Hydrodynamics | (with | Morison | drag) | 0 | 0 | 0 | [9 empty] | 147 | 157 | 158 | 147 | 147 | 1c | 0 | 147 | 2.10E+11 | 8.08E+10 | 7850 | 1 | 0.02 | 293 | 119 | 269 | 293 | 293 | 1c | 0 | 0 | 293 | 2.10E+11 | 8.08E+10 | 7850 | 0.5 | 0.01 | 293 | 2.10E+11 | 8.08E+10 | 1 | 0.5 | 0.01 | [6 empty] | 293 | 119 | 269 | 3 | 3 | 1 | 0 | 1 | 3 | 1 | TRUE
[8 empty] | 147.2 | 158 | 1 | 20 | Floater | No | 0 | 6.158e-05 | 0 | 0 | 1553000000 | 1553000000 | 2488000000 | 2488000000 | 0 | 0 | 1195000000 | 1.479e-05 | 12930000000 | 0.65 | N/A | Yes | BEM | Hydrodynamics | (with | Morison | drag) | 0 | 0 | 0 | [22 empty] | 294 | 269 | 279 | 294 | 294 | 1c | 0 | 0 | 294 | 2.10E+11 | 8.08E+10 | 7850 | 0.5 | 0.01 | 294 | 2.10E+11 | 8.08E+10 | 1 | 0.5 | 0.01 | [6 empty] | 294 | 269 | 279 | 3 | 3 | 1 | 0 | 1 | 3 | 1 | TRUE
[8 empty] | 148.1 | 158 | 1 | 20 | Floater | No | 0 | 6.158e-05 | 0 | 0 | 1553000000 | 1553000000 | 2488000000 | 2488000000 | 0 | 0 | 1195000000 | 1.479e-05 | 12930000000 | 0.65 | N/A | Yes | BEM | Hydrodynamics | (with | Morison | drag) | 0 | 0 | 0 | [9 empty] | 148 | 158 | 159 | 148 | 148 | 1c | 0 | 148 | 2.10E+11 | 8.08E+10 | 7850 | 1 | 0.02 | 295 | 270 | 276 | 295 | 295 | 1c | 0 | 0 | 295 | 2.10E+11 | 8.08E+10 | 7850 | 1.3 | 0.01 | 295 | 2.10E+11 | 8.08E+10 | 1 | 1.3 | 0.01 | [6 empty] | 295 | 270 | 276 | 3 | 3 | 1 | 0 | 1 | 3 | 1 | TRUE
[8 empty] | 148.2 | 159 | 1 | 20 | Floater | No | 0 | 6.158e-05 | 0 | 0 | 1553000000 | 1553000000 | 2488000000 | 2488000000 | 0 | 0 | 1195000000 | 1.479e-05 | 12930000000 | 0.65 | N/A | Yes | BEM | Hydrodynamics | (with | Morison | drag) | 0 | 0 | 0 | [22 empty] | 296 | 257 | 258 | 296 | 296 | 1c | 0 | 0 | 296 | 2.10E+11 | 8.08E+10 | 7850 | 4.178 | 0.018 | 296 | 2.10E+11 | 8.08E+10 | 7850 | 4.178 | 0.018
[8 empty] | 149.1 | 159 | 1 | 20 | Floater | No | 0 | 6.158e-05 | 0 | 0 | 1553000000 | 1553000000 | 2488000000 | 2488000000 | 0 | 0 | 1195000000 | 1.479e-05 | 12930000000 | 0.65 | N/A | Yes | BEM | Hydrodynamics | (with | Morison | drag) | 0 | 0 | 0 | [9 empty] | 149 | 159 | 17 | 149 | 149 | 1c | 0 | 149 | 2.10E+11 | 8.08E+10 | 7850 | 1 | 0.02 | 297 | 258 | 259 | 297 | 297 | 1c | 0 | 0 | 297 | 2.10E+11 | 8.08E+10 | 7850 | 4.0295 | 0.017 | 297 | 2.10E+11 | 8.08E+10 | 7850 | 4.0295 | 0.017
[8 empty] | 149.2 | 17 | 1 | 20 | Floater | No | 0 | 6.158e-05 | 0 | 0 | 1553000000 | 1553000000 | 2488000000 | 2488000000 | 0 | 0 | 1195000000 | 1.479e-05 | 12930000000 | 0.65 | N/A | Yes | BEM | Hydrodynamics | (with | Morison | drag) | 0 | 0 | 0 | [22 empty] | 298 | 259 | 260 | 298 | 298 | 1c | 0 | 0 | 298 | 2.10E+11 | 8.08E+10 | 7850 | 3.881 | 0.017 | 298 | 2.10E+11 | 8.08E+10 | 7850 | 3.881 | 0.017
[8 empty] | 150.1 | 17 | 1.3 | 20 | Floater | No | 0 | 8.042e-05 | 0 | 0 | 3460000000 | 3460000000 | 3249000000 | 3249000000 | 0 | 0 | 2662000000 | 3.295e-05 | 16890000000 | 0.65 | N/A | Yes | BEM | Hydrodynamics | (with | Morison | drag) | 0 | 0 | 0 | [9 empty] | 150 | 17 | 160 | 150 | 150 | 1c | 0 | 150 | 2.10E+11 | 8.08E+10 | 7850 | 1.3 | 0.02 | 299 | 260 | 261 | 299 | 299 | 1c | 0 | 0 | 299 | 2.10E+11 | 8.08E+10 | 7850 | 3.7325 | 0.017 | 299 | 2.10E+11 | 8.08E+10 | 7850 | 3.7325 | 0.017
[8 empty] | 150.2 | 160 | 1.3 | 20 | Floater | No | 0 | 8.042e-05 | 0 | 0 | 3460000000 | 3460000000 | 3249000000 | 3249000000 | 0 | 0 | 2662000000 | 3.295e-05 | 16890000000 | 0.65 | N/A | Yes | BEM | Hydrodynamics | (with | Morison | drag) | 0 | 0 | 0 | [22 empty] | 300 | 261 | 262 | 300 | 300 | 1c | 0 | 0 | 300 | 2.10E+11 | 8.08E+10 | 7850 | 3.584 | 0.017 | 300 | 2.10E+11 | 8.08E+10 | 7850 | 3.584 | 0.017
[8 empty] | 151.1 | 160 | 1.3 | 20 | Floater | No | 0 | 8.042e-05 | 0 | 0 | 3460000000 | 3460000000 | 3249000000 | 3249000000 | 0 | 0 | 2662000000 | 3.295e-05 | 16890000000 | 0.65 | N/A | Yes | BEM | Hydrodynamics | (with | Morison | drag) | 0 | 0 | 0 | [9 empty] | 151 | 160 | 161 | 151 | 151 | 1c | 0 | 151 | 2.10E+11 | 8.08E+10 | 7850 | 1.3 | 0.02 | 301 | 262 | 263 | 301 | 301 | 1c | 0 | 0 | 301 | 2.10E+11 | 8.08E+10 | 7850 | 3.4485 | 0.018 | 301 | 2.10E+11 | 8.08E+10 | 7850 | 3.4485 | 0.018
[8 empty] | 151.2 | 161 | 1.3 | 20 | Floater | No | 0 | 8.042e-05 | 0 | 0 | 3460000000 | 3460000000 | 3249000000 | 3249000000 | 0 | 0 | 2662000000 | 3.295e-05 | 16890000000 | 0.65 | N/A | Yes | BEM | Hydrodynamics | (with | Morison | drag) | 0 | 0 | 0 | [22 empty] | 302 | 263 | 264 | 302 | 302 | 1c | 0 | 0 | 302 | 2.10E+11 | 8.08E+10 | 7850 | 3.3131 | 0.018 | 302 | 2.10E+11 | 8.08E+10 | 7850 | 3.3131 | 0.018
[8 empty] | 152.1 | 161 | 1.3 | 20 | Floater | No | 0 | 8.042e-05 | 0 | 0 | 3460000000 | 3460000000 | 3249000000 | 3249000000 | 0 | 0 | 2662000000 | 3.295e-05 | 16890000000 | 0.65 | N/A | Yes | BEM | Hydrodynamics | (with | Morison | drag) | 0 | 0 | 0 | [9 empty] | 152 | 161 | 162 | 152 | 152 | 1c | 0 | 152 | 2.10E+11 | 8.08E+10 | 7850 | 1.3 | 0.02 | 303 | 271 | 105 | 303 | 303 | 1c | 0 | 0 | 303 | 2.10E+11 | 8.08E+10 | 7850 | 1.3 | 0.01 | 303 | 2.10E+11 | 8.08E+10 | 1 | 1.3 | 0.01 | [6 empty] | 303 | 271 | 105 | 3 | 3 | 1 | 0 | 1 | 3 | 1 | TRUE
[8 empty] | 152.2 | 162 | 1.3 | 20 | Floater | No | 0 | 8.042e-05 | 0 | 0 | 3460000000 | 3460000000 | 3249000000 | 3249000000 | 0 | 0 | 2662000000 | 3.295e-05 | 16890000000 | 0.65 | N/A | Yes | BEM | Hydrodynamics | (with | Morison | drag) | 0 | 0 | 0 | [22 empty] | 304 | 272 | 108 | 304 | 304 | 1c | 0 | 0 | 304 | 2.10E+11 | 8.08E+10 | 7850 | 1.3 | 0.01 | 304 | 2.10E+11 | 8.08E+10 | 1 | 1.3 | 0.01 | [6 empty] | 304 | 272 | 108 | 3 | 3 | 1 | 0 | 1 | 3 | 1 | TRUE
[8 empty] | 153.1 | 162 | 1.3 | 20 | Floater | No | 0 | 8.042e-05 | 0 | 0 | 3460000000 | 3460000000 | 3249000000 | 3249000000 | 0 | 0 | 2662000000 | 3.295e-05 | 16890000000 | 0.65 | N/A | Yes | BEM | Hydrodynamics | (with | Morison | drag) | 0 | 0 | 0 | [9 empty] | 153 | 162 | 163 | 153 | 153 | 1c | 0 | 153 | 2.10E+11 | 8.08E+10 | 7850 | 1.3 | 0.02 | 305 | 273 | 115 | 305 | 305 | 1c | 0 | 0 | 305 | 2.10E+11 | 8.08E+10 | 7850 | 1.3 | 0.01 | 305 | 2.10E+11 | 8.08E+10 | 1 | 1.3 | 0.01 | [6 empty] | 305 | 273 | 115 | 3 | 3 | 1 | 0 | 1 | 3 | 1 | TRUE
[8 empty] | 153.2 | 163 | 1.3 | 20 | Floater | No | 0 | 8.042e-05 | 0 | 0 | 3460000000 | 3460000000 | 3249000000 | 3249000000 | 0 | 0 | 2662000000 | 3.295e-05 | 16890000000 | 0.65 | N/A | Yes | BEM | Hydrodynamics | (with | Morison | drag) | 0 | 0 | 0 | [22 empty] | 306 | 274 | 161 | 306 | 306 | 1c | 0 | 0 | 306 | 2.10E+11 | 8.08E+10 | 7850 | 1.3 | 0.01 | 306 | 2.10E+11 | 8.08E+10 | 1 | 1.3 | 0.01 | [6 empty] | 306 | 274 | 161 | 3 | 3 | 1 | 0 | 1 | 3 | 1 | TRUE
[8 empty] | 154.1 | 163 | 1.3 | 20 | Floater | No | 0 | 8.042e-05 | 0 | 0 | 3460000000 | 3460000000 | 3249000000 | 3249000000 | 0 | 0 | 2662000000 | 3.295e-05 | 16890000000 | 0.65 | N/A | Yes | BEM | Hydrodynamics | (with | Morison | drag) | 0 | 0 | 0 | [9 empty] | 154 | 163 | 164 | 154 | 154 | 1c | 0 | 154 | 2.10E+11 | 8.08E+10 | 7850 | 1.3 | 0.02 | 307 | 275 | 172 | 307 | 307 | 1c | 0 | 0 | 307 | 2.10E+11 | 8.08E+10 | 7850 | 1.3 | 0.01 | 307 | 2.10E+11 | 8.08E+10 | 1 | 1.3 | 0.01 | [6 empty] | 307 | 275 | 172 | 3 | 3 | 1 | 0 | 1 | 3 | 1 | TRUE
[8 empty] | 154.2 | 164 | 1.3 | 20 | Floater | No | 0 | 8.042e-05 | 0 | 0 | 3460000000 | 3460000000 | 3249000000 | 3249000000 | 0 | 0 | 2662000000 | 3.295e-05 | 16890000000 | 0.65 | N/A | Yes | BEM | Hydrodynamics | (with | Morison | drag) | 0 | 0 | 0 | [22 empty] | 308 | 276 | 179 | 308 | 308 | 1c | 0 | 0 | 308 | 2.10E+11 | 8.08E+10 | 7850 | 1.3 | 0.01 | 308 | 2.10E+11 | 8.08E+10 | 1 | 1.3 | 0.01 | [6 empty] | 308 | 276 | 179 | 3 | 3 | 1 | 0 | 1 | 3 | 1 | TRUE
[8 empty] | 155.1 | 164 | 1.3 | 20 | Floater | No | 0 | 8.042e-05 | 0 | 0 | 3460000000 | 3460000000 | 3249000000 | 3249000000 | 0 | 0 | 2662000000 | 3.295e-05 | 16890000000 | 0.65 | N/A | Yes | BEM | Hydrodynamics | (with | Morison | drag) | 0 | 0 | 0 | [9 empty] | 155 | 164 | 165 | 155 | 155 | 1c | 0 | 155 | 2.10E+11 | 8.08E+10 | 7850 | 1.3 | 0.02 | 309 | 277 | 268 | 309 | 309 | 1c | 0 | 0 | 309 | 2.10E+11 | 8.08E+10 | 7850 | 0.5 | 0.01 | 309 | 2.10E+11 | 8.08E+10 | 1 | 0.5 | 0.01 | [6 empty] | 309 | 277 | 268 | 3 | 3 | 1 | 0 | 1 | 3 | 1 | TRUE
[8 empty] | 155.2 | 165 | 1.3 | 20 | Floater | No | 0 | 8.042e-05 | 0 | 0 | 3460000000 | 3460000000 | 3249000000 | 3249000000 | 0 | 0 | 2662000000 | 3.295e-05 | 16890000000 | 0.65 | N/A | Yes | BEM | Hydrodynamics | (with | Morison | drag) | 0 | 0 | 0 | [22 empty] | 310 | 278 | 266 | 310 | 310 | 1c | 0 | 0 | 310 | 2.10E+11 | 8.08E+10 | 7850 | 0.5 | 0.01 | 310 | 2.10E+11 | 8.08E+10 | 1 | 0.5 | 0.01 | [6 empty] | 310 | 278 | 266 | 3 | 3 | 1 | 0 | 1 | 3 | 1 | TRUE
[8 empty] | 156.1 | 165 | 1.3 | 20 | Floater | No | 0 | 8.042e-05 | 0 | 0 | 3460000000 | 3460000000 | 3249000000 | 3249000000 | 0 | 0 | 2662000000 | 3.295e-05 | 16890000000 | 0.65 | N/A | Yes | BEM | Hydrodynamics | (with | Morison | drag) | 0 | 0 | 0 | [9 empty] | 156 | 165 | 166 | 156 | 156 | 1c | 0 | 156 | 2.10E+11 | 8.08E+10 | 7850 | 1.3 | 0.02 | 311 | 279 | 270 | 311 | 311 | 1c | 0 | 0 | 311 | 2.10E+11 | 8.08E+10 | 7850 | 0.5 | 0.01 | 311 | 2.10E+11 | 8.08E+10 | 1 | 0.5 | 0.01 | [6 empty] | 311 | 279 | 270 | 3 | 3 | 1 | 0 | 1 | 3 | 1 | TRUE
[8 empty] | 156.2 | 166 | 1.3 | 20 | Floater | No | 0 | 8.042e-05 | 0 | 0 | 3460000000 | 3460000000 | 3249000000 | 3249000000 | 0 | 0 | 2662000000 | 3.295e-05 | 16890000000 | 0.65 | N/A | Yes | BEM | Hydrodynamics | (with | Morison | drag) | 0 | 0 | 0 | [22 empty] | 312 | 280 | 281 | 312 | 312 | 1c | 0 | 0 | 312 | 2.10E+11 | 8.08E+10 | 7850 | 0.5 | 0.01 | 312 | 2.10E+11 | 8.08E+10 | 1 | 0.5 | 0.01 | [6 empty] | 312 | 280 | 281 | 3 | 3 | 1 | 0 | 1 | 3 | 1 | TRUE
[8 empty] | 157.1 | 166 | 1.3 | 20 | Floater | No | 0 | 8.042e-05 | 0 | 0 | 3460000000 | 3460000000 | 3249000000 | 3249000000 | 0 | 0 | 2662000000 | 3.295e-05 | 16890000000 | 0.65 | N/A | Yes | BEM | Hydrodynamics | (with | Morison | drag) | 0 | 0 | 0 | [9 empty] | 157 | 166 | 2 | 157 | 157 | 1c | 0 | 157 | 2.10E+11 | 8.08E+10 | 7850 | 1.3 | 0.02 | 313 | 281 | 222 | 313 | 313 | 1c | 0 | 0 | 313 | 2.10E+11 | 8.08E+10 | 7850 | 0.5 | 0.01 | 313 | 2.10E+11 | 8.08E+10 | 1 | 0.5 | 0.01 | [6 empty] | 313 | 281 | 222 | 3 | 3 | 1 | 0 | 1 | 3 | 1 | TRUE
[8 empty] | 157.2 | 2 | 1.3 | 20 | Floater | No | 0 | 8.042e-05 | 0 | 0 | 3460000000 | 3460000000 | 3249000000 | 3249000000 | 0 | 0 | 2662000000 | 3.295e-05 | 16890000000 | 0.65 | N/A | Yes | BEM | Hydrodynamics | (with | Morison | drag) | 0 | 0 | 0 | [22 empty] | 314 | 282 | 283 | 314 | 314 | 1c | 0 | 0 | 314 | 2.10E+11 | 8.08E+10 | 7850 | 0.5 | 0.01 | 314 | 2.10E+11 | 8.08E+10 | 1 | 0.5 | 0.01 | [6 empty] | 314 | 282 | 283 | 3 | 3 | 1 | 0 | 1 | 3 | 1 | TRUE
[8 empty] | 158.1 | 2 | 1.3 | 20 | Floater | No | 0 | 8.042e-05 | 0 | 0 | 3460000000 | 3460000000 | 3249000000 | 3249000000 | 0 | 0 | 2662000000 | 3.295e-05 | 16890000000 | 0.65 | N/A | Yes | BEM | Hydrodynamics | (with | Morison | drag) | 0 | 0 | 0 | [9 empty] | 158 | 2 | 167 | 158 | 158 | 1c | 0 | 158 | 2.10E+11 | 8.08E+10 | 7850 | 1.3 | 0.02 | 315 | 283 | 220 | 315 | 315 | 1c | 0 | 0 | 315 | 2.10E+11 | 8.08E+10 | 7850 | 0.5 | 0.01 | 315 | 2.10E+11 | 8.08E+10 | 1 | 0.5 | 0.01 | [6 empty] | 315 | 283 | 220 | 3 | 3 | 1 | 0 | 1 | 3 | 1 | TRUE
[8 empty] | 158.2 | 167 | 1.3 | 20 | Floater | No | 0 | 8.042e-05 | 0 | 0 | 3460000000 | 3460000000 | 3249000000 | 3249000000 | 0 | 0 | 2662000000 | 3.295e-05 | 16890000000 | 0.65 | N/A | Yes | BEM | Hydrodynamics | (with | Morison | drag) | 0 | 0 | 0 | [22 empty] | 316 | 284 | 285 | 316 | 316 | 1c | 0 | 0 | 316 | 2.10E+11 | 8.08E+10 | 7850 | 0.5 | 0.01 | 316 | 2.10E+11 | 8.08E+10 | 1 | 0.5 | 0.01 | [6 empty] | 316 | 284 | 285 | 3 | 3 | 1 | 0 | 1 | 3 | 1 | TRUE
[8 empty] | 159.1 | 167 | 1.3 | 20 | Floater | No | 0 | 8.042e-05 | 0 | 0 | 3460000000 | 3460000000 | 3249000000 | 3249000000 | 0 | 0 | 2662000000 | 3.295e-05 | 16890000000 | 0.65 | N/A | Yes | BEM | Hydrodynamics | (with | Morison | drag) | 0 | 0 | 0 | [9 empty] | 159 | 167 | 168 | 159 | 159 | 1c | 0 | 159 | 2.10E+11 | 8.08E+10 | 7850 | 1.3 | 0.02 | 317 | 285 | 218 | 317 | 317 | 1c | 0 | 0 | 317 | 2.10E+11 | 8.08E+10 | 7850 | 0.5 | 0.01 | 317 | 2.10E+11 | 8.08E+10 | 1 | 0.5 | 0.01 | [6 empty] | 317 | 285 | 218 | 3 | 3 | 1 | 0 | 1 | 3 | 1 | TRUE
[8 empty] | 159.2 | 168 | 1.3 | 20 | Floater | No | 0 | 8.042e-05 | 0 | 0 | 3460000000 | 3460000000 | 3249000000 | 3249000000 | 0 | 0 | 2662000000 | 3.295e-05 | 16890000000 | 0.65 | N/A | Yes | BEM | Hydrodynamics | (with | Morison | drag) | 0 | 0 | 0
[8 empty] | 160.1 | 168 | 1.3 | 20 | Floater | No | 0 | 8.042e-05 | 0 | 0 | 3460000000 | 3460000000 | 3249000000 | 3249000000 | 0 | 0 | 2662000000 | 3.295e-05 | 16890000000 | 0.65 | N/A | Yes | BEM | Hydrodynamics | (with | Morison | drag) | 0 | 0 | 0 | [9 empty] | 160 | 168 | 169 | 160 | 160 | 1c | 0 | 160 | 2.10E+11 | 8.08E+10 | 7850 | 1.3 | 0.02
[8 empty] | 160.2 | 169 | 1.3 | 20 | Floater | No | 0 | 8.042e-05 | 0 | 0 | 3460000000 | 3460000000 | 3249000000 | 3249000000 | 0 | 0 | 2662000000 | 3.295e-05 | 16890000000 | 0.65 | N/A | Yes | BEM | Hydrodynamics | (with | Morison | drag) | 0 | 0 | 0
[8 empty] | 161.1 | 169 | 1.3 | 20 | Floater | No | 0 | 8.042e-05 | 0 | 0 | 3460000000 | 3460000000 | 3249000000 | 3249000000 | 0 | 0 | 2662000000 | 3.295e-05 | 16890000000 | 0.65 | N/A | Yes | BEM | Hydrodynamics | (with | Morison | drag) | 0 | 0 | 0 | [9 empty] | 161 | 169 | 170 | 161 | 161 | 1c | 0 | 161 | 2.10E+11 | 8.08E+10 | 7850 | 1.3 | 0.02
[8 empty] | 161.2 | 170 | 1.3 | 20 | Floater | No | 0 | 8.042e-05 | 0 | 0 | 3460000000 | 3460000000 | 3249000000 | 3249000000 | 0 | 0 | 2662000000 | 3.295e-05 | 16890000000 | 0.65 | N/A | Yes | BEM | Hydrodynamics | (with | Morison | drag) | 0 | 0 | 0
[8 empty] | 162.1 | 170 | 1.3 | 20 | Floater | No | 0 | 8.042e-05 | 0 | 0 | 3460000000 | 3460000000 | 3249000000 | 3249000000 | 0 | 0 | 2662000000 | 3.295e-05 | 16890000000 | 0.65 | N/A | Yes | BEM | Hydrodynamics | (with | Morison | drag) | 0 | 0 | 0 | [9 empty] | 162 | 170 | 171 | 162 | 162 | 1c | 0 | 162 | 2.10E+11 | 8.08E+10 | 7850 | 1.3 | 0.02
[8 empty] | 162.2 | 171 | 1.3 | 20 | Floater | No | 0 | 8.042e-05 | 0 | 0 | 3460000000 | 3460000000 | 3249000000 | 3249000000 | 0 | 0 | 2662000000 | 3.295e-05 | 16890000000 | 0.65 | N/A | Yes | BEM | Hydrodynamics | (with | Morison | drag) | 0 | 0 | 0
[8 empty] | 163.1 | 171 | 1.3 | 20 | Floater | No | 0 | 8.042e-05 | 0 | 0 | 3460000000 | 3460000000 | 3249000000 | 3249000000 | 0 | 0 | 2662000000 | 3.295e-05 | 16890000000 | 0.65 | N/A | Yes | BEM | Hydrodynamics | (with | Morison | drag) | 0 | 0 | 0 | [9 empty] | 163 | 171 | 172 | 163 | 163 | 1c | 0 | 163 | 2.10E+11 | 8.08E+10 | 7850 | 1.3 | 0.02
[8 empty] | 163.2 | 172 | 1.3 | 20 | Floater | No | 0 | 8.042e-05 | 0 | 0 | 3460000000 | 3460000000 | 3249000000 | 3249000000 | 0 | 0 | 2662000000 | 3.295e-05 | 16890000000 | 0.65 | N/A | Yes | BEM | Hydrodynamics | (with | Morison | drag) | 0 | 0 | 0
[8 empty] | 164.1 | 172 | 1.3 | 20 | Floater | No | 0 | 8.042e-05 | 0 | 0 | 3460000000 | 3460000000 | 3249000000 | 3249000000 | 0 | 0 | 2662000000 | 3.295e-05 | 16890000000 | 0.65 | N/A | Yes | BEM | Hydrodynamics | (with | Morison | drag) | 0 | 0 | 0 | [9 empty] | 164 | 172 | 173 | 164 | 164 | 1c | 0 | 164 | 2.10E+11 | 8.08E+10 | 7850 | 1.3 | 0.02
[8 empty] | 164.2 | 173 | 1.3 | 20 | Floater | No | 0 | 8.042e-05 | 0 | 0 | 3460000000 | 3460000000 | 3249000000 | 3249000000 | 0 | 0 | 2662000000 | 3.295e-05 | 16890000000 | 0.65 | N/A | Yes | BEM | Hydrodynamics | (with | Morison | drag) | 0 | 0 | 0
[8 empty] | 165.1 | 173 | 1.3 | 20 | Floater | No | 0 | 8.042e-05 | 0 | 0 | 3460000000 | 3460000000 | 3249000000 | 3249000000 | 0 | 0 | 2662000000 | 3.295e-05 | 16890000000 | 0.65 | N/A | Yes | BEM | Hydrodynamics | (with | Morison | drag) | 0 | 0 | 0 | [9 empty] | 165 | 173 | 32 | 165 | 165 | 1c | 0 | 165 | 2.10E+11 | 8.08E+10 | 7850 | 1.3 | 0.02
[8 empty] | 165.2 | 32 | 1.3 | 20 | Floater | No | 0 | 8.042e-05 | 0 | 0 | 3460000000 | 3460000000 | 3249000000 | 3249000000 | 0 | 0 | 2662000000 | 3.295e-05 | 16890000000 | 0.65 | N/A | Yes | BEM | Hydrodynamics | (with | Morison | drag) | 0 | 0 | 0
[8 empty] | 166.1 | 2 | 1.3 | 20 | Floater | No | 0 | 8.042e-05 | 0 | 0 | 3460000000 | 3460000000 | 3249000000 | 3249000000 | 0 | 0 | 2662000000 | 3.295e-05 | 16890000000 | 0.65 | N/A | Yes | BEM | Hydrodynamics | (with | Morison | drag) | 0 | 0 | 0 | [9 empty] | 166 | 2 | 174 | 166 | 166 | 1c | 0 | 166 | 2.10E+11 | 8.08E+10 | 7850 | 1.3 | 0.02
[8 empty] | 166.2 | 174 | 1.3 | 20 | Floater | No | 0 | 8.042e-05 | 0 | 0 | 3460000000 | 3460000000 | 3249000000 | 3249000000 | 0 | 0 | 2662000000 | 3.295e-05 | 16890000000 | 0.65 | N/A | Yes | BEM | Hydrodynamics | (with | Morison | drag) | 0 | 0 | 0
[8 empty] | 167.1 | 174 | 1.3 | 20 | Floater | No | 0 | 8.042e-05 | 0 | 0 | 3460000000 | 3460000000 | 3249000000 | 3249000000 | 0 | 0 | 2662000000 | 3.295e-05 | 16890000000 | 0.65 | N/A | Yes | BEM | Hydrodynamics | (with | Morison | drag) | 0 | 0 | 0 | [9 empty] | 167 | 174 | 175 | 167 | 167 | 1c | 0 | 167 | 2.10E+11 | 8.08E+10 | 7850 | 1.3 | 0.02
[8 empty] | 167.2 | 175 | 1.3 | 20 | Floater | No | 0 | 8.042e-05 | 0 | 0 | 3460000000 | 3460000000 | 3249000000 | 3249000000 | 0 | 0 | 2662000000 | 3.295e-05 | 16890000000 | 0.65 | N/A | Yes | BEM | Hydrodynamics | (with | Morison | drag) | 0 | 0 | 0
[8 empty] | 168.1 | 175 | 1.3 | 20 | Floater | No | 0 | 8.042e-05 | 0 | 0 | 3460000000 | 3460000000 | 3249000000 | 3249000000 | 0 | 0 | 2662000000 | 3.295e-05 | 16890000000 | 0.65 | N/A | Yes | BEM | Hydrodynamics | (with | Morison | drag) | 0 | 0 | 0 | [9 empty] | 168 | 175 | 176 | 168 | 168 | 1c | 0 | 168 | 2.10E+11 | 8.08E+10 | 7850 | 1.3 | 0.02
[8 empty] | 168.2 | 176 | 1.3 | 20 | Floater | No | 0 | 8.042e-05 | 0 | 0 | 3460000000 | 3460000000 | 3249000000 | 3249000000 | 0 | 0 | 2662000000 | 3.295e-05 | 16890000000 | 0.65 | N/A | Yes | BEM | Hydrodynamics | (with | Morison | drag) | 0 | 0 | 0
[8 empty] | 169.1 | 176 | 1.3 | 20 | Floater | No | 0 | 8.042e-05 | 0 | 0 | 3460000000 | 3460000000 | 3249000000 | 3249000000 | 0 | 0 | 2662000000 | 3.295e-05 | 16890000000 | 0.65 | N/A | Yes | BEM | Hydrodynamics | (with | Morison | drag) | 0 | 0 | 0 | [9 empty] | 169 | 176 | 177 | 169 | 169 | 1c | 0 | 169 | 2.10E+11 | 8.08E+10 | 7850 | 1.3 | 0.02
[8 empty] | 169.2 | 177 | 1.3 | 20 | Floater | No | 0 | 8.042e-05 | 0 | 0 | 3460000000 | 3460000000 | 3249000000 | 3249000000 | 0 | 0 | 2662000000 | 3.295e-05 | 16890000000 | 0.65 | N/A | Yes | BEM | Hydrodynamics | (with | Morison | drag) | 0 | 0 | 0
[8 empty] | 170.1 | 177 | 1.3 | 20 | Floater | No | 0 | 8.042e-05 | 0 | 0 | 3460000000 | 3460000000 | 3249000000 | 3249000000 | 0 | 0 | 2662000000 | 3.295e-05 | 16890000000 | 0.65 | N/A | Yes | BEM | Hydrodynamics | (with | Morison | drag) | 0 | 0 | 0 | [9 empty] | 170 | 177 | 178 | 170 | 170 | 1c | 0 | 170 | 2.10E+11 | 8.08E+10 | 7850 | 1.3 | 0.02
[8 empty] | 170.2 | 178 | 1.3 | 20 | Floater | No | 0 | 8.042e-05 | 0 | 0 | 3460000000 | 3460000000 | 3249000000 | 3249000000 | 0 | 0 | 2662000000 | 3.295e-05 | 16890000000 | 0.65 | N/A | Yes | BEM | Hydrodynamics | (with | Morison | drag) | 0 | 0 | 0
[8 empty] | 171.1 | 178 | 1.3 | 20 | Floater | No | 0 | 8.042e-05 | 0 | 0 | 3460000000 | 3460000000 | 3249000000 | 3249000000 | 0 | 0 | 2662000000 | 3.295e-05 | 16890000000 | 0.65 | N/A | Yes | BEM | Hydrodynamics | (with | Morison | drag) | 0 | 0 | 0 | [9 empty] | 171 | 178 | 179 | 171 | 171 | 1c | 0 | 171 | 2.10E+11 | 8.08E+10 | 7850 | 1.3 | 0.02
[8 empty] | 171.2 | 179 | 1.3 | 20 | Floater | No | 0 | 8.042e-05 | 0 | 0 | 3460000000 | 3460000000 | 3249000000 | 3249000000 | 0 | 0 | 2662000000 | 3.295e-05 | 16890000000 | 0.65 | N/A | Yes | BEM | Hydrodynamics | (with | Morison | drag) | 0 | 0 | 0
[8 empty] | 172.1 | 179 | 1.3 | 20 | Floater | No | 0 | 8.042e-05 | 0 | 0 | 3460000000 | 3460000000 | 3249000000 | 3249000000 | 0 | 0 | 2662000000 | 3.295e-05 | 16890000000 | 0.65 | N/A | Yes | BEM | Hydrodynamics | (with | Morison | drag) | 0 | 0 | 0 | [9 empty] | 172 | 179 | 180 | 172 | 172 | 1c | 0 | 172 | 2.10E+11 | 8.08E+10 | 7850 | 1.3 | 0.02
[8 empty] | 172.2 | 180 | 1.3 | 20 | Floater | No | 0 | 8.042e-05 | 0 | 0 | 3460000000 | 3460000000 | 3249000000 | 3249000000 | 0 | 0 | 2662000000 | 3.295e-05 | 16890000000 | 0.65 | N/A | Yes | BEM | Hydrodynamics | (with | Morison | drag) | 0 | 0 | 0
[8 empty] | 173.1 | 180 | 1.3 | 20 | Floater | No | 0 | 8.042e-05 | 0 | 0 | 3460000000 | 3460000000 | 3249000000 | 3249000000 | 0 | 0 | 2662000000 | 3.295e-05 | 16890000000 | 0.65 | N/A | Yes | BEM | Hydrodynamics | (with | Morison | drag) | 0 | 0 | 0 | [9 empty] | 173 | 180 | 47 | 173 | 173 | 1c | 0 | 173 | 2.10E+11 | 8.08E+10 | 7850 | 1.3 | 0.02
[8 empty] | 173.2 | 47 | 1.3 | 20 | Floater | No | 0 | 8.042e-05 | 0 | 0 | 3460000000 | 3460000000 | 3249000000 | 3249000000 | 0 | 0 | 2662000000 | 3.295e-05 | 16890000000 | 0.65 | N/A | Yes | BEM | Hydrodynamics | (with | Morison | drag) | 0 | 0 | 0
[8 empty] | 174.1 | 32 | 1 | 20 | Floater | No | 0 | 6.158e-05 | 0 | 0 | 1553000000 | 1553000000 | 2488000000 | 2488000000 | 0 | 0 | 1195000000 | 1.479e-05 | 12930000000 | 0.65 | N/A | Yes | BEM | Hydrodynamics | (with | Morison | drag) | 0 | 0 | 0 | [9 empty] | 174 | 32 | 134 | 174 | 174 | 1c | 0 | 174 | 2.10E+11 | 8.08E+10 | 7850 | 1 | 0.02
[8 empty] | 174.2 | 134 | 1 | 20 | Floater | No | 0 | 6.158e-05 | 0 | 0 | 1553000000 | 1553000000 | 2488000000 | 2488000000 | 0 | 0 | 1195000000 | 1.479e-05 | 12930000000 | 0.65 | N/A | Yes | BEM | Hydrodynamics | (with | Morison | drag) | 0 | 0 | 0
[8 empty] | 175.1 | 134 | 1 | 20 | Floater | No | 0 | 6.158e-05 | 0 | 0 | 1553000000 | 1553000000 | 2488000000 | 2488000000 | 0 | 0 | 1195000000 | 1.479e-05 | 12930000000 | 0.65 | N/A | Yes | BEM | Hydrodynamics | (with | Morison | drag) | 0 | 0 | 0 | [9 empty] | 175 | 134 | 135 | 175 | 175 | 1c | 0 | 175 | 2.10E+11 | 8.08E+10 | 7850 | 1 | 0.02
[8 empty] | 175.2 | 135 | 1 | 20 | Floater | No | 0 | 6.158e-05 | 0 | 0 | 1553000000 | 1553000000 | 2488000000 | 2488000000 | 0 | 0 | 1195000000 | 1.479e-05 | 12930000000 | 0.65 | N/A | Yes | BEM | Hydrodynamics | (with | Morison | drag) | 0 | 0 | 0
[8 empty] | 176.1 | 135 | 1 | 20 | Floater | No | 0 | 6.158e-05 | 0 | 0 | 1553000000 | 1553000000 | 2488000000 | 2488000000 | 0 | 0 | 1195000000 | 1.479e-05 | 12930000000 | 0.65 | N/A | Yes | BEM | Hydrodynamics | (with | Morison | drag) | 0 | 0 | 0 | [9 empty] | 176 | 135 | 136 | 176 | 176 | 1c | 0 | 176 | 2.10E+11 | 8.08E+10 | 7850 | 1 | 0.02
[8 empty] | 176.2 | 136 | 1 | 20 | Floater | No | 0 | 6.158e-05 | 0 | 0 | 1553000000 | 1553000000 | 2488000000 | 2488000000 | 0 | 0 | 1195000000 | 1.479e-05 | 12930000000 | 0.65 | N/A | Yes | BEM | Hydrodynamics | (with | Morison | drag) | 0 | 0 | 0
[8 empty] | 177.1 | 136 | 1 | 20 | Floater | No | 0 | 6.158e-05 | 0 | 0 | 1553000000 | 1553000000 | 2488000000 | 2488000000 | 0 | 0 | 1195000000 | 1.479e-05 | 12930000000 | 0.65 | N/A | Yes | BEM | Hydrodynamics | (with | Morison | drag) | 0 | 0 | 0 | [9 empty] | 177 | 136 | 137 | 177 | 177 | 1c | 0 | 177 | 2.10E+11 | 8.08E+10 | 7850 | 1 | 0.02
[8 empty] | 177.2 | 137 | 1 | 20 | Floater | No | 0 | 6.158e-05 | 0 | 0 | 1553000000 | 1553000000 | 2488000000 | 2488000000 | 0 | 0 | 1195000000 | 1.479e-05 | 12930000000 | 0.65 | N/A | Yes | BEM | Hydrodynamics | (with | Morison | drag) | 0 | 0 | 0
[8 empty] | 178.1 | 137 | 1 | 20 | Floater | No | 0 | 6.158e-05 | 0 | 0 | 1553000000 | 1553000000 | 2488000000 | 2488000000 | 0 | 0 | 1195000000 | 1.479e-05 | 12930000000 | 0.65 | N/A | Yes | BEM | Hydrodynamics | (with | Morison | drag) | 0 | 0 | 0 | [9 empty] | 178 | 137 | 138 | 178 | 178 | 1c | 0 | 178 | 2.10E+11 | 8.08E+10 | 7850 | 1 | 0.02
[8 empty] | 178.2 | 138 | 1 | 20 | Floater | No | 0 | 6.158e-05 | 0 | 0 | 1553000000 | 1553000000 | 2488000000 | 2488000000 | 0 | 0 | 1195000000 | 1.479e-05 | 12930000000 | 0.65 | N/A | Yes | BEM | Hydrodynamics | (with | Morison | drag) | 0 | 0 | 0
[8 empty] | 179.1 | 138 | 1 | 20 | Floater | No | 0 | 6.158e-05 | 0 | 0 | 1553000000 | 1553000000 | 2488000000 | 2488000000 | 0 | 0 | 1195000000 | 1.479e-05 | 12930000000 | 0.65 | N/A | Yes | BEM | Hydrodynamics | (with | Morison | drag) | 0 | 0 | 0 | [9 empty] | 179 | 138 | 139 | 179 | 179 | 1c | 0 | 179 | 2.10E+11 | 8.08E+10 | 7850 | 1 | 0.02
[8 empty] | 179.2 | 139 | 1 | 20 | Floater | No | 0 | 6.158e-05 | 0 | 0 | 1553000000 | 1553000000 | 2488000000 | 2488000000 | 0 | 0 | 1195000000 | 1.479e-05 | 12930000000 | 0.65 | N/A | Yes | BEM | Hydrodynamics | (with | Morison | drag) | 0 | 0 | 0
[8 empty] | 180.1 | 133 | 1 | 20 | Floater | No | 0 | 6.158e-05 | 0 | 0 | 1553000000 | 1553000000 | 2488000000 | 2488000000 | 0 | 0 | 1195000000 | 1.479e-05 | 12930000000 | 0.65 | N/A | Yes | BEM | Hydrodynamics | (with | Morison | drag) | 0 | 0 | 0 | [9 empty] | 180 | 139 | 140 | 180 | 180 | 1c | 0 | 180 | 2.10E+11 | 8.08E+10 | 7850 | 1 | 0.02
[8 empty] | 180.2 | 140 | 1 | 20 | Floater | No | 0 | 6.158e-05 | 0 | 0 | 1553000000 | 1553000000 | 2488000000 | 2488000000 | 0 | 0 | 1195000000 | 1.479e-05 | 12930000000 | 0.65 | N/A | Yes | BEM | Hydrodynamics | (with | Morison | drag) | 0 | 0 | 0
[8 empty] | 181.1 | 140 | 1 | 20 | Floater | No | 0 | 6.158e-05 | 0 | 0 | 1553000000 | 1553000000 | 2488000000 | 2488000000 | 0 | 0 | 1195000000 | 1.479e-05 | 12930000000 | 0.65 | N/A | Yes | BEM | Hydrodynamics | (with | Morison | drag) | 0 | 0 | 0 | [9 empty] | 181 | 140 | 141 | 181 | 181 | 1c | 0 | 181 | 2.10E+11 | 8.08E+10 | 7850 | 1 | 0.02
[8 empty] | 181.2 | 141 | 1 | 20 | Floater | No | 0 | 6.158e-05 | 0 | 0 | 1553000000 | 1553000000 | 2488000000 | 2488000000 | 0 | 0 | 1195000000 | 1.479e-05 | 12930000000 | 0.65 | N/A | Yes | BEM | Hydrodynamics | (with | Morison | drag) | 0 | 0 | 0
[8 empty] | 182.1 | 141 | 1 | 20 | Floater | No | 0 | 6.158e-05 | 0 | 0 | 1553000000 | 1553000000 | 2488000000 | 2488000000 | 0 | 0 | 1195000000 | 1.479e-05 | 12930000000 | 0.65 | N/A | Yes | BEM | Hydrodynamics | (with | Morison | drag) | 0 | 0 | 0 | [9 empty] | 182 | 141 | 142 | 182 | 182 | 1c | 0 | 182 | 2.10E+11 | 8.08E+10 | 7850 | 1 | 0.02
[8 empty] | 182.2 | 142 | 1 | 20 | Floater | No | 0 | 6.158e-05 | 0 | 0 | 1553000000 | 1553000000 | 2488000000 | 2488000000 | 0 | 0 | 1195000000 | 1.479e-05 | 12930000000 | 0.65 | N/A | Yes | BEM | Hydrodynamics | (with | Morison | drag) | 0 | 0 | 0
[8 empty] | 183.1 | 142 | 1 | 20 | Floater | No | 0 | 6.158e-05 | 0 | 0 | 1553000000 | 1553000000 | 2488000000 | 2488000000 | 0 | 0 | 1195000000 | 1.479e-05 | 12930000000 | 0.65 | N/A | Yes | BEM | Hydrodynamics | (with | Morison | drag) | 0 | 0 | 0 | [9 empty] | 183 | 142 | 143 | 183 | 183 | 1c | 0 | 183 | 2.10E+11 | 8.08E+10 | 7850 | 1 | 0.02
[8 empty] | 183.2 | 143 | 1 | 20 | Floater | No | 0 | 6.158e-05 | 0 | 0 | 1553000000 | 1553000000 | 2488000000 | 2488000000 | 0 | 0 | 1195000000 | 1.479e-05 | 12930000000 | 0.65 | N/A | Yes | BEM | Hydrodynamics | (with | Morison | drag) | 0 | 0 | 0
[8 empty] | 184.1 | 143 | 1 | 20 | Floater | No | 0 | 6.158e-05 | 0 | 0 | 1553000000 | 1553000000 | 2488000000 | 2488000000 | 0 | 0 | 1195000000 | 1.479e-05 | 12930000000 | 0.65 | N/A | Yes | BEM | Hydrodynamics | (with | Morison | drag) | 0 | 0 | 0 | [9 empty] | 184 | 143 | 144 | 184 | 184 | 1c | 0 | 184 | 2.10E+11 | 8.08E+10 | 7850 | 1 | 0.02
[8 empty] | 184.2 | 144 | 1 | 20 | Floater | No | 0 | 6.158e-05 | 0 | 0 | 1553000000 | 1553000000 | 2488000000 | 2488000000 | 0 | 0 | 1195000000 | 1.479e-05 | 12930000000 | 0.65 | N/A | Yes | BEM | Hydrodynamics | (with | Morison | drag) | 0 | 0 | 0
[8 empty] | 185.1 | 144 | 1 | 20 | Floater | No | 0 | 6.158e-05 | 0 | 0 | 1553000000 | 1553000000 | 2488000000 | 2488000000 | 0 | 0 | 1195000000 | 1.479e-05 | 12930000000 | 0.65 | N/A | Yes | BEM | Hydrodynamics | (with | Morison | drag) | 0 | 0 | 0 | [9 empty] | 185 | 144 | 145 | 185 | 185 | 1c | 0 | 185 | 2.10E+11 | 8.08E+10 | 7850 | 1 | 0.02
[8 empty] | 185.2 | 145 | 1 | 20 | Floater | No | 0 | 6.158e-05 | 0 | 0 | 1553000000 | 1553000000 | 2488000000 | 2488000000 | 0 | 0 | 1195000000 | 1.479e-05 | 12930000000 | 0.65 | N/A | Yes | BEM | Hydrodynamics | (with | Morison | drag) | 0 | 0 | 0
[8 empty] | 186.1 | 145 | 1 | 20 | Floater | No | 0 | 6.158e-05 | 0 | 0 | 1553000000 | 1553000000 | 2488000000 | 2488000000 | 0 | 0 | 1195000000 | 1.479e-05 | 12930000000 | 0.65 | N/A | Yes | BEM | Hydrodynamics | (with | Morison | drag) | 0 | 0 | 0 | [9 empty] | 186 | 145 | 146 | 186 | 186 | 1c | 0 | 186 | 2.10E+11 | 8.08E+10 | 7850 | 1 | 0.02
[8 empty] | 186.2 | 146 | 1 | 20 | Floater | No | 0 | 6.158e-05 | 0 | 0 | 1553000000 | 1553000000 | 2488000000 | 2488000000 | 0 | 0 | 1195000000 | 1.479e-05 | 12930000000 | 0.65 | N/A | Yes | BEM | Hydrodynamics | (with | Morison | drag) | 0 | 0 | 0
[8 empty] | 187.1 | 146 | 1 | 20 | Floater | No | 0 | 6.158e-05 | 0 | 0 | 1553000000 | 1553000000 | 2488000000 | 2488000000 | 0 | 0 | 1195000000 | 1.479e-05 | 12930000000 | 0.65 | N/A | Yes | BEM | Hydrodynamics | (with | Morison | drag) | 0 | 0 | 0 | [9 empty] | 187 | 146 | 47 | 187 | 187 | 1c | 0 | 187 | 2.10E+11 | 8.08E+10 | 7850 | 1 | 0.02
[8 empty] | 187.2 | 47 | 1 | 20 | Floater | No | 0 | 6.158e-05 | 0 | 0 | 1553000000 | 1553000000 | 2488000000 | 2488000000 | 0 | 0 | 1195000000 | 1.479e-05 | 12930000000 | 0.65 | N/A | Yes | BEM | Hydrodynamics | (with | Morison | drag) | 0 | 0 | 0
[8 empty] | 188.1 | 36 | 0.1 | 1 | Floater | No | 0 | 3.11e-07 | 0 | 0 | 80025.4 | 80025.4 | 12570000 | 12570000 | 0 | 0 | 61581.5 | 7.621e-10 | 65310000 | 0.65 | N/A | Yes | BEM | Hydrodynamics | (with | Morison | drag) | 0 | 0 | 0 | [9 empty] | 188 | 36 | 223 | 188 | 188 | 1c | 0 | 188 | 2.10E+11 | 8.08E+10 | 7850 | 0.1 | 0.001
[8 empty] | 188.2 | 223 | 0.1 | 1 | Floater | No | 0 | 3.11e-07 | 0 | 0 | 80025.4 | 80025.4 | 12570000 | 12570000 | 0 | 0 | 61581.5 | 7.621e-10 | 65310000 | 0.65 | N/A | Yes | BEM | Hydrodynamics | (with | Morison | drag) | 0 | 0 | 0
[8 empty] | 189.1 | 36 | 0.1 | 1 | Floater | No | 0 | 3.11e-07 | 0 | 0 | 80025.4 | 80025.4 | 12570000 | 12570000 | 0 | 0 | 61581.5 | 7.621e-10 | 65310000 | 0.65 | N/A | Yes | BEM | Hydrodynamics | (with | Morison | drag) | 0 | 0 | 0 | [9 empty] | 189 | 36 | 224 | 189 | 189 | 1c | 0 | 189 | 2.10E+11 | 8.08E+10 | 7850 | 0.1 | 0.001
[8 empty] | 189.2 | 224 | 0.1 | 1 | Floater | No | 0 | 3.11e-07 | 0 | 0 | 80025.4 | 80025.4 | 12570000 | 12570000 | 0 | 0 | 61581.5 | 7.621e-10 | 65310000 | 0.65 | N/A | Yes | BEM | Hydrodynamics | (with | Morison | drag) | 0 | 0 | 0
[8 empty] | 190.1 | 21 | 0.1 | 1 | Floater | No | 0 | 3.11e-07 | 0 | 0 | 80025.4 | 80025.4 | 12570000 | 12570000 | 0 | 0 | 61581.5 | 7.621e-10 | 65310000 | 0.65 | N/A | Yes | BEM | Hydrodynamics | (with | Morison | drag) | 0 | 0 | 0 | [9 empty] | 190 | 21 | 225 | 190 | 190 | 1c | 0 | 190 | 2.10E+11 | 8.08E+10 | 7850 | 0.1 | 0.001
[8 empty] | 190.2 | 225 | 0.1 | 1 | Floater | No | 0 | 3.11e-07 | 0 | 0 | 80025.4 | 80025.4 | 12570000 | 12570000 | 0 | 0 | 61581.5 | 7.621e-10 | 65310000 | 0.65 | N/A | Yes | BEM | Hydrodynamics | (with | Morison | drag) | 0 | 0 | 0
[8 empty] | 191.1 | 21 | 0.1 | 1 | Floater | No | 0 | 3.11e-07 | 0 | 0 | 80025.4 | 80025.4 | 12570000 | 12570000 | 0 | 0 | 61581.5 | 7.621e-10 | 65310000 | 0.65 | N/A | Yes | BEM | Hydrodynamics | (with | Morison | drag) | 0 | 0 | 0 | [9 empty] | 191 | 21 | 226 | 191 | 191 | 1c | 0 | 191 | 2.10E+11 | 8.08E+10 | 7850 | 0.1 | 0.001
[8 empty] | 191.2 | 226 | 0.1 | 1 | Floater | No | 0 | 3.11e-07 | 0 | 0 | 80025.4 | 80025.4 | 12570000 | 12570000 | 0 | 0 | 61581.5 | 7.621e-10 | 65310000 | 0.65 | N/A | Yes | BEM | Hydrodynamics | (with | Morison | drag) | 0 | 0 | 0
[8 empty] | 192.1 | 51 | 0.1 | 1 | Floater | No | 0 | 3.11e-07 | 0 | 0 | 80025.4 | 80025.4 | 12570000 | 12570000 | 0 | 0 | 61581.5 | 7.621e-10 | 65310000 | 0.65 | N/A | Yes | BEM | Hydrodynamics | (with | Morison | drag) | 0 | 0 | 0 | [9 empty] | 192 | 51 | 227 | 192 | 192 | 1c | 0 | 192 | 2.10E+11 | 8.08E+10 | 7850 | 0.1 | 0.001
[8 empty] | 192.2 | 227 | 0.1 | 1 | Floater | No | 0 | 3.11e-07 | 0 | 0 | 80025.4 | 80025.4 | 12570000 | 12570000 | 0 | 0 | 61581.5 | 7.621e-10 | 65310000 | 0.65 | N/A | Yes | BEM | Hydrodynamics | (with | Morison | drag) | 0 | 0 | 0
[8 empty] | 193.1 | 51 | 0.1 | 1 | Floater | No | 0 | 3.11e-07 | 0 | 0 | 80025.4 | 80025.4 | 12570000 | 12570000 | 0 | 0 | 61581.5 | 7.621e-10 | 65310000 | 0.65 | N/A | Yes | BEM | Hydrodynamics | (with | Morison | drag) | 0 | 0 | 0 | [9 empty] | 193 | 51 | 228 | 193 | 193 | 1c | 0 | 193 | 2.10E+11 | 8.08E+10 | 7850 | 0.1 | 0.001
[8 empty] | 193.2 | 228 | 0.1 | 1 | Floater | No | 0 | 3.11e-07 | 0 | 0 | 80025.4 | 80025.4 | 12570000 | 12570000 | 0 | 0 | 61581.5 | 7.621e-10 | 65310000 | 0.65 | N/A | Yes | BEM | Hydrodynamics | (with | Morison | drag) | 0 | 0 | 0
| PropSetID | YoungE | ShearG | MatDens | XsecD | XsecT |  | 194.1 | 15 | 5 | 35 | Floater | No | 0 | 0.0005459 | 0 | 0 | 353300000000 | 353300000000 | 22060000000 | 22060000000 | 0 | 0 | 271900000000 | 0.003365 | 114600000000 | 0.65 | N/A | Yes | BEM | Hydrodynamics | (with | Morison | drag) | 0 | 0 | 0 | [9 empty] | 194 | 15 | 229 | 194 | 194 | 1c | 0 | 194 | 2.10E+11 | 8.08E+10 | 7850 | 5 | 0.035
| (-) | (N/m2) | (N/m2) | (kg/m3) | (m) | (m) |  | 194.2 | 229 | 5 | 35 | Floater | No | 0 | 0.0005459 | 0 | 0 | 353300000000 | 353300000000 | 22060000000 | 22060000000 | 0 | 0 | 271900000000 | 0.003365 | 114600000000 | 0.65 | N/A | Yes | BEM | Hydrodynamics | (with | Morison | drag) | 0 | 0 | 0
| 35 | 210000000000 | 80769000000 | 7850 | 5.126 | 0.063 |  | 195.1 | 229 | 5.126 | 63 | Steel | No | 0 | 4407.11 | 0 | 0 | 363200000000 | 363200000000 | 22680000000 | 22680000000 | 0 | 0 | 279500000000 | 27150.6 | 117900000000 | 0.65 | N/A | Yes | BEM | Hydrodynamics | (with | Morison | drag) | 0 | 0 | 0 | [9 empty] | 195 | 229 | 230 | 195 | 195 | 1c | 0 | 195 | 2.10E+11 | 8.08E+10 | 7850 | 5.126 | 0.063
[8 empty] | 195.2 | 230 | 5.126 | 63 | Steel | No | 0 | 4407.11 | 0 | 0 | 363200000000 | 363200000000 | 22680000000 | 22680000000 | 0 | 0 | 279500000000 | 27150.6 | 117900000000 | 0.65 | N/A | Yes | BEM | Hydrodynamics | (with | Morison | drag) | 0 | 0 | 0
| 34 | 210000000000 | 80769000000 | 7850 | 5.126 | 0.063 |  | 196.1 | 230 | 5.126 | 63 | Steel | No | 0 | 4285.56 | 0 | 0 | 353300000000 | 353300000000 | 22060000000 | 22060000000 | 0 | 0 | 271900000000 | 26412.4 | 114600000000 | 0.65 | N/A | Yes | BEM | Hydrodynamics | (with | Morison | drag) | 0 | 0 | 0 | [9 empty] | 196 | 230 | 231 | 196 | 196 | 1c | 0 | 196 | 2.10E+11 | 8.08E+10 | 7850 | 5.126 | 0.063
[8 empty] | 196.2 | 231 | 5.126 | 63 | Steel | No | 0 | 4285.56 | 0 | 0 | 353300000000 | 353300000000 | 22060000000 | 22060000000 | 0 | 0 | 271900000000 | 26412.4 | 114600000000 | 0.65 | N/A | Yes | BEM | Hydrodynamics | (with | Morison | drag) | 0 | 0 | 0
| 33 | 210000000000 | 80769000000 | 7850 | 5.126 | 0.063 |  | 197.1 | 231 | 5.126 | 63 | Steel | No | 0 | 4163.93 | 0 | 0 | 343400000000 | 343400000000 | 21430000000 | 21430000000 | 0 | 0 | 264300000000 | 25673.1 | 111400000000 | 0.65 | N/A | Yes | BEM | Hydrodynamics | (with | Morison | drag) | 0 | 0 | 0 | [9 empty] | 197 | 231 | 232 | 197 | 197 | 1c | 0 | 197 | 2.10E+11 | 8.08E+10 | 7850 | 5.126 | 0.063
[8 empty] | 197.2 | 232 | 5.126 | 63 | Steel | No | 0 | 4163.93 | 0 | 0 | 343400000000 | 343400000000 | 21430000000 | 21430000000 | 0 | 0 | 264300000000 | 25673.1 | 111400000000 | 0.65 | N/A | Yes | BEM | Hydrodynamics | (with | Morison | drag) | 0 | 0 | 0
| 32 | 210000000000 | 80769000000 | 7850 | 5.1 | 0.05 |  | 198.1 | 232 | 5.1 | 50 | Steel | No | 0 | 4163.93 | 0 | 0 | 343400000000 | 343400000000 | 21430000000 | 21430000000 | 0 | 0 | 264300000000 | 25673.1 | 111400000000 | 0.65 | N/A | Yes | BEM | Hydrodynamics | (with | Morison | drag) | 0 | 0 | 0 | [9 empty] | 198 | 232 | 233 | 198 | 198 | 1c | 0 | 198 | 2.10E+11 | 8.08E+10 | 7850 | 5.1 | 0.05
[8 empty] | 198.2 | 233 | 5.1 | 50 | Steel | No | 0 | 4163.93 | 0 | 0 | 343400000000 | 343400000000 | 21430000000 | 21430000000 | 0 | 0 | 264300000000 | 25673.1 | 111400000000 | 0.65 | N/A | Yes | BEM | Hydrodynamics | (with | Morison | drag) | 0 | 0 | 0
| 31 | 210000000000 | 80769000000 | 7850 | 5.086 | 0.043 |  | 199.1 | 233 | 5.086 | 43 | Steel | No | 0 | 4163.93 | 0 | 0 | 343400000000 | 343400000000 | 21430000000 | 21430000000 | 0 | 0 | 264300000000 | 25673.1 | 111400000000 | 0.65 | N/A | Yes | BEM | Hydrodynamics | (with | Morison | drag) | 0 | 0 | 0 | [9 empty] | 199 | 233 | 234 | 199 | 199 | 1c | 0 | 199 | 2.10E+11 | 8.08E+10 | 7850 | 5.086 | 0.043
[8 empty] | 199.2 | 234 | 5.086 | 43 | Steel | No | 0 | 4163.93 | 0 | 0 | 343400000000 | 343400000000 | 21430000000 | 21430000000 | 0 | 0 | 264300000000 | 25673.1 | 111400000000 | 0.65 | N/A | Yes | BEM | Hydrodynamics | (with | Morison | drag) | 0 | 0 | 0
| 30 | 210000000000 | 80769000000 | 7850 | 5.08 | 0.04 |  | 200.1 | 234 | 5.08 | 40 | Steel | No | 0 | 4042.29 | 0 | 0 | 333500000000 | 333500000000 | 20800000000 | 20800000000 | 0 | 0 | 256600000000 | 24933 | 108100000000 | 0.65 | N/A | Yes | BEM | Hydrodynamics | (with | Morison | drag) | 0 | 0 | 0 | [9 empty] | 200 | 234 | 235 | 200 | 200 | 1c | 0 | 200 | 2.10E+11 | 8.08E+10 | 7850 | 5.08 | 0.04
[8 empty] | 200.2 | 235 | 5.08 | 40 | Steel | No | 0 | 4042.29 | 0 | 0 | 333500000000 | 333500000000 | 20800000000 | 20800000000 | 0 | 0 | 256600000000 | 24933 | 108100000000 | 0.65 | N/A | Yes | BEM | Hydrodynamics | (with | Morison | drag) | 0 | 0 | 0
| 29 | 210000000000 | 80769000000 | 7850 | 5.076 | 0.038 |  | 201.1 | 235 | 5.076 | 38 | Steel | No | 0 | 3920.59 | 0 | 0 | 323600000000 | 323600000000 | 20180000000 | 20180000000 | 0 | 0 | 249000000000 | 24192.1 | 104900000000 | 0.65 | N/A | Yes | BEM | Hydrodynamics | (with | Morison | drag) | 0 | 0 | 0 | [9 empty] | 201 | 235 | 236 | 201 | 201 | 1c | 0 | 201 | 2.10E+11 | 8.08E+10 | 7850 | 5.076 | 0.038
[8 empty] | 201.2 | 236 | 5.076 | 38 | Steel | No | 0 | 3920.59 | 0 | 0 | 323600000000 | 323600000000 | 20180000000 | 20180000000 | 0 | 0 | 249000000000 | 24192.1 | 104900000000 | 0.65 | N/A | Yes | BEM | Hydrodynamics | (with | Morison | drag) | 0 | 0 | 0
| 28 | 210000000000 | 80769000000 | 7850 | 5.074 | 0.037 |  | 202.1 | 236 | 5.074 | 37 | Steel | No | 0 | 3798.82 | 0 | 0 | 313700000000 | 313700000000 | 19550000000 | 19550000000 | 0 | 0 | 241400000000 | 23450 | 101600000000 | 0.65 | N/A | Yes | BEM | Hydrodynamics | (with | Morison | drag) | 0 | 0 | 0 | [9 empty] | 202 | 236 | 237 | 202 | 202 | 1c | 0 | 202 | 2.10E+11 | 8.08E+10 | 7850 | 5.074 | 0.037
[8 empty] | 202.2 | 237 | 5.074 | 37 | Steel | No | 0 | 3798.82 | 0 | 0 | 313700000000 | 313700000000 | 19550000000 | 19550000000 | 0 | 0 | 241400000000 | 23450 | 101600000000 | 0.65 | N/A | Yes | BEM | Hydrodynamics | (with | Morison | drag) | 0 | 0 | 0
| 27 | 210000000000 | 80769000000 | 7850 | 5.072 | 0.036 |  | 203.1 | 237 | 5.072 | 36 | Steel | No | 0 | 3798.82 | 0 | 0 | 313700000000 | 313700000000 | 19550000000 | 19550000000 | 0 | 0 | 241400000000 | 23450 | 101600000000 | 0.65 | N/A | Yes | BEM | Hydrodynamics | (with | Morison | drag) | 0 | 0 | 0 | [9 empty] | 203 | 237 | 238 | 203 | 203 | 1c | 0 | 203 | 2.10E+11 | 8.08E+10 | 7850 | 5.072 | 0.036
[8 empty] | 203.2 | 238 | 5.072 | 36 | Steel | No | 0 | 3798.82 | 0 | 0 | 313700000000 | 313700000000 | 19550000000 | 19550000000 | 0 | 0 | 241400000000 | 23450 | 101600000000 | 0.65 | N/A | Yes | BEM | Hydrodynamics | (with | Morison | drag) | 0 | 0 | 0
| 26 | 210000000000 | 80769000000 | 7850 | 5.07 | 0.035 |  | 204.1 | 238 | 5.07 | 35 | Steel | No | 0 | 3677.02 | 0 | 0 | 303700000000 | 303700000000 | 18920000000 | 18920000000 | 0 | 0 | 233700000000 | 22707.3 | 98370000000 | 0.65 | N/A | Yes | BEM | Hydrodynamics | (with | Morison | drag) | 0 | 0 | 0 | [9 empty] | 204 | 238 | 239 | 204 | 204 | 1c | 0 | 204 | 2.10E+11 | 8.08E+10 | 7850 | 5.07 | 0.035
[8 empty] | 204.2 | 239 | 5.07 | 35 | Steel | No | 0 | 3677.02 | 0 | 0 | 303700000000 | 303700000000 | 18920000000 | 18920000000 | 0 | 0 | 233700000000 | 22707.3 | 98370000000 | 0.65 | N/A | Yes | BEM | Hydrodynamics | (with | Morison | drag) | 0 | 0 | 0
| 25 | 210000000000 | 80769000000 | 7850 | 5.066 | 0.033 |  | 205.1 | 239 | 5.066 | 33 | Steel | No | 0 | 3555.18 | 0 | 0 | 293800000000 | 293800000000 | 18300000000 | 18300000000 | 0 | 0 | 226100000000 | 21963.6 | 95110000000 | 0.65 | N/A | Yes | BEM | Hydrodynamics | (with | Morison | drag) | 0 | 0 | 0 | [9 empty] | 205 | 239 | 240 | 205 | 205 | 1c | 0 | 205 | 2.10E+11 | 8.08E+10 | 7850 | 5.066 | 0.033
[8 empty] | 205.2 | 240 | 5.066 | 33 | Steel | No | 0 | 3555.18 | 0 | 0 | 293800000000 | 293800000000 | 18300000000 | 18300000000 | 0 | 0 | 226100000000 | 21963.6 | 95110000000 | 0.65 | N/A | Yes | BEM | Hydrodynamics | (with | Morison | drag) | 0 | 0 | 0
| 24 | 210000000000 | 80769000000 | 7850 | 5.066 | 0.033 |  | 206.1 | 240 | 5.066 | 33 | Steel | No | 0 | 3555.18 | 0 | 0 | 293800000000 | 293800000000 | 18300000000 | 18300000000 | 0 | 0 | 226100000000 | 21963.6 | 95110000000 | 0.65 | N/A | Yes | BEM | Hydrodynamics | (with | Morison | drag) | 0 | 0 | 0 | [9 empty] | 206 | 240 | 241 | 206 | 206 | 1c | 0 | 206 | 2.10E+11 | 8.08E+10 | 7850 | 5.066 | 0.033
[8 empty] | 206.2 | 241 | 5.066 | 33 | Steel | No | 0 | 3555.18 | 0 | 0 | 293800000000 | 293800000000 | 18300000000 | 18300000000 | 0 | 0 | 226100000000 | 21963.6 | 95110000000 | 0.65 | N/A | Yes | BEM | Hydrodynamics | (with | Morison | drag) | 0 | 0 | 0
| 23 | 210000000000 | 80769000000 | 7850 | 5.066 | 0.033 |  | 207.1 | 241 | 5.066 | 33 | Steel | No | 0 | 3433.29 | 0 | 0 | 283800000000 | 283800000000 | 17670000000 | 17670000000 | 0 | 0 | 218400000000 | 21219.1 | 91850000000 | 0.65 | N/A | Yes | BEM | Hydrodynamics | (with | Morison | drag) | 0 | 0 | 0 | [9 empty] | 207 | 241 | 242 | 207 | 207 | 1c | 0 | 207 | 2.10E+11 | 8.08E+10 | 7850 | 5.066 | 0.033
[8 empty] | 207.2 | 242 | 5.066 | 33 | Steel | No | 0 | 3433.29 | 0 | 0 | 283800000000 | 283800000000 | 17670000000 | 17670000000 | 0 | 0 | 218400000000 | 21219.1 | 91850000000 | 0.65 | N/A | Yes | BEM | Hydrodynamics | (with | Morison | drag) | 0 | 0 | 0
| 22 | 210000000000 | 80769000000 | 7850 | 5.066 | 0.033 |  | 208.1 | 242 | 5.066 | 33 | Steel | No | 0 | 3433.29 | 0 | 0 | 283800000000 | 283800000000 | 17670000000 | 17670000000 | 0 | 0 | 218400000000 | 21219.1 | 91850000000 | 0.65 | N/A | Yes | BEM | Hydrodynamics | (with | Morison | drag) | 0 | 0 | 0 | [9 empty] | 208 | 242 | 243 | 208 | 208 | 1c | 0 | 208 | 2.10E+11 | 8.08E+10 | 7850 | 5.066 | 0.033
[8 empty] | 208.2 | 243 | 5.066 | 33 | Steel | No | 0 | 3433.29 | 0 | 0 | 283800000000 | 283800000000 | 17670000000 | 17670000000 | 0 | 0 | 218400000000 | 21219.1 | 91850000000 | 0.65 | N/A | Yes | BEM | Hydrodynamics | (with | Morison | drag) | 0 | 0 | 0
| 21 | 210000000000 | 80769000000 | 7850 | 5.066 | 0.029 |  | 209.1 | 243 | 5.066 | 29 | Steel | No | 0 | 3311.32 | 0 | 0 | 273800000000 | 273800000000 | 17040000000 | 17040000000 | 0 | 0 | 210700000000 | 20473.4 | 88580000000 | 0.65 | N/A | Yes | BEM | Hydrodynamics | (with | Morison | drag) | 0 | 0 | 0 | [9 empty] | 209 | 243 | 244 | 209 | 209 | 1c | 0 | 209 | 2.10E+11 | 8.08E+10 | 7850 | 5.066 | 0.029
[8 empty] | 209.2 | 244 | 5.066 | 29 | Steel | No | 0 | 3311.32 | 0 | 0 | 273800000000 | 273800000000 | 17040000000 | 17040000000 | 0 | 0 | 210700000000 | 20473.4 | 88580000000 | 0.65 | N/A | Yes | BEM | Hydrodynamics | (with | Morison | drag) | 0 | 0 | 0
| 20 | 210000000000 | 80769000000 | 7850 | 5.066 | 0.028 |  | 210.1 | 244 | 5.066 | 28 | Steel | N/A | 0 | 3189.32 | 0 | 0 | 263900000000 | 263900000000 | 16410000000 | 16410000000 | 0 | 0 | 203100000000 | 19727.1 | 85320000000 | 0.65 | N/A | No | BEM | Hydrodynamics | (with | Morison | drag) | 0 | 0 | 0 | [9 empty] | 210 | 244 | 245 | 210 | 210 | 1c | 0 | 210 | 2.10E+11 | 8.08E+10 | 7850 | 5.066 | 0.028
[8 empty] | 210.2 | 245 | 5.066 | 28 | Steel | N/A | 0 | 3189.32 | 0 | 0 | 263900000000 | 263900000000 | 16410000000 | 16410000000 | 0 | 0 | 203100000000 | 19727.1 | 85320000000 | 0.65 | N/A | No | BEM | Hydrodynamics | (with | Morison | drag) | 0 | 0 | 0
| 19 | 210000000000 | 80769000000 | 7850 | 5.066 | 0.027 |  | 211.1 | 245 | 5.066 | 27 | Steel | N/A | 0 | 3189.32 | 0 | 0 | 263900000000 | 263900000000 | 16410000000 | 16410000000 | 0 | 0 | 203100000000 | 19727.1 | 85320000000 | 0.65 | N/A | No | BEM | Hydrodynamics | (with | Morison | drag) | 0 | 0 | 0 | [9 empty] | 211 | 245 | 246 | 211 | 211 | 1c | 0 | 211 | 2.10E+11 | 8.08E+10 | 7850 | 5.066 | 0.027
[8 empty] | 211.2 | 246 | 5.066 | 27 | Steel | N/A | 0 | 3189.32 | 0 | 0 | 263900000000 | 263900000000 | 16410000000 | 16410000000 | 0 | 0 | 203100000000 | 19727.1 | 85320000000 | 0.65 | N/A | No | BEM | Hydrodynamics | (with | Morison | drag) | 0 | 0 | 0
| 18 | 210000000000 | 80769000000 | 7850 | 5.066 | 0.026 |  | 212.1 | 246 | 5.066 | 26 | Steel | N/A | 0 | 3067.28 | 0 | 0 | 253900000000 | 253900000000 | 15790000000 | 15790000000 | 0 | 0 | 195400000000 | 18979.8 | 82050000000 | 0.65 | N/A | No | BEM | Hydrodynamics | (with | Morison | drag) | 0 | 0 | 0 | [9 empty] | 212 | 246 | 247 | 212 | 212 | 1c | 0 | 212 | 2.10E+11 | 8.08E+10 | 7850 | 5.066 | 0.026
[8 empty] | 212.2 | 247 | 5.066 | 26 | Steel | N/A | 0 | 3067.28 | 0 | 0 | 253900000000 | 253900000000 | 15790000000 | 15790000000 | 0 | 0 | 195400000000 | 18979.8 | 82050000000 | 0.65 | N/A | No | BEM | Hydrodynamics | (with | Morison | drag) | 0 | 0 | 0
| 17 | 210000000000 | 80769000000 | 7850 | 5.066 | 0.025 |  | 213.1 | 247 | 5.066 | 25 | Steel | N/A | 0 | 2945.16 | 0 | 0 | 243900000000 | 243900000000 | 15160000000 | 15160000000 | 0 | 0 | 187700000000 | 18231.4 | 78790000000 | 0.65 | N/A | No | BEM | Hydrodynamics | (with | Morison | drag) | 0 | 0 | 0 | [9 empty] | 213 | 247 | 248 | 213 | 213 | 1c | 0 | 213 | 2.10E+11 | 8.08E+10 | 7850 | 5.066 | 0.025
[8 empty] | 213.2 | 248 | 5.066 | 25 | Steel | N/A | 0 | 2945.16 | 0 | 0 | 243900000000 | 243900000000 | 15160000000 | 15160000000 | 0 | 0 | 187700000000 | 18231.4 | 78790000000 | 0.65 | N/A | No | BEM | Hydrodynamics | (with | Morison | drag) | 0 | 0 | 0
| 16 | 210000000000 | 80769000000 | 7850 | 5.066 | 0.024 |  | 214.1 | 248 | 5.066 | 24 | Steel | N/A | 0 | 2823.03 | 0 | 0 | 233800000000 | 233800000000 | 14530000000 | 14530000000 | 0 | 0 | 179900000000 | 17482.3 | 75520000000 | 0.65 | N/A | No | BEM | Hydrodynamics | (with | Morison | drag) | 0 | 0 | 0 | [9 empty] | 214 | 248 | 249 | 214 | 214 | 1c | 0 | 214 | 2.10E+11 | 8.08E+10 | 7850 | 5.066 | 0.024
[8 empty] | 214.2 | 249 | 5.066 | 24 | Steel | N/A | 0 | 2823.03 | 0 | 0 | 233800000000 | 233800000000 | 14530000000 | 14530000000 | 0 | 0 | 179900000000 | 17482.3 | 75520000000 | 0.65 | N/A | No | BEM | Hydrodynamics | (with | Morison | drag) | 0 | 0 | 0
| 15 | 210000000000 | 80769000000 | 7850 | 5.066 | 0.024 |  | 215.1 | 249 | 5.066 | 24 | Steel | N/A | 0 | 2700.84 | 0 | 0 | 223800000000 | 223800000000 | 13900000000 | 13900000000 | 0 | 0 | 172200000000 | 16732.3 | 72250000000 | 0.65 | N/A | No | BEM | Hydrodynamics | (with | Morison | drag) | 0 | 0 | 0 | [9 empty] | 215 | 249 | 250 | 215 | 215 | 1c | 0 | 215 | 2.10E+11 | 8.08E+10 | 7850 | 5.066 | 0.024
[8 empty] | 215.2 | 250 | 5.066 | 24 | Steel | N/A | 0 | 2700.84 | 0 | 0 | 223800000000 | 223800000000 | 13900000000 | 13900000000 | 0 | 0 | 172200000000 | 16732.3 | 72250000000 | 0.65 | N/A | No | BEM | Hydrodynamics | (with | Morison | drag) | 0 | 0 | 0
| 14 | 210000000000 | 80769000000 | 7850 | 5.066 | 0.024 |  | 216.1 | 250 | 5.066 | 24 | Steel | N/A | 0 | 2700.84 | 0 | 0 | 223800000000 | 223800000000 | 13900000000 | 13900000000 | 0 | 0 | 172200000000 | 16732.3 | 72250000000 | 0.65 | N/A | No | BEM | Hydrodynamics | (with | Morison | drag) | 0 | 0 | 0 | [9 empty] | 216 | 250 | 251 | 216 | 216 | 1c | 0 | 216 | 2.10E+11 | 8.08E+10 | 7850 | 5.066 | 0.024
[8 empty] | 216.2 | 251 | 5.066 | 24 | Steel | N/A | 0 | 2700.84 | 0 | 0 | 223800000000 | 223800000000 | 13900000000 | 13900000000 | 0 | 0 | 172200000000 | 16732.3 | 72250000000 | 0.65 | N/A | No | BEM | Hydrodynamics | (with | Morison | drag) | 0 | 0 | 0
| 13 | 210000000000 | 80769000000 | 7850 | 5.066 | 0.024 |  | 217.1 | 251 | 5.066 | 24 | Steel | N/A | 0 | 2700.84 | 0 | 0 | 223800000000 | 223800000000 | 13900000000 | 13900000000 | 0 | 0 | 172200000000 | 16732.3 | 72250000000 | 0.65 | N/A | No | BEM | Hydrodynamics | (with | Morison | drag) | 0 | 0 | 0 | [9 empty] | 217 | 251 | 252 | 217 | 217 | 1c | 0 | 217 | 2.10E+11 | 8.08E+10 | 7850 | 5.066 | 0.024
[8 empty] | 217.2 | 252 | 5.066 | 24 | Steel | N/A | 0 | 2624.88 | 0 | 0 | 205500000000 | 205500000000 | 13510000000 | 13510000000 | 0 | 0 | 158100000000 | 15360 | 70220000000 | 0.65 | N/A | No | BEM | Hydrodynamics | (with | Morison | drag) | 0 | 0 | 0
| 12 | 210000000000 | 80769000000 | 7850 | 4.9204 | 0.02 |  | 218.1 | 252 | 4.9204 | 20 | Steel | N/A | 0 | 2624.88 | 0 | 0 | 205500000000 | 205500000000 | 13510000000 | 13510000000 | 0 | 0 | 158100000000 | 15360 | 70220000000 | 0.65 | N/A | No | BEM | Hydrodynamics | (with | Morison | drag) | 0 | 0 | 0 | [9 empty] | 218 | 252 | 253 | 218 | 218 | 1c | 0 | 218 | 2.10E+11 | 8.08E+10 | 7850 | 4.9204 | 0.02
[8 empty] | 218.2 | 253 | 4.9204 | 20 | Steel | N/A | 0 | 2547.29 | 0 | 0 | 187800000000 | 187800000000 | 13110000000 | 13110000000 | 0 | 0 | 144500000000 | 14037.8 | 68140000000 | 0.65 | N/A | No | BEM | Hydrodynamics | (with | Morison | drag) | 0 | 0 | 0
| 11 | 210000000000 | 80769000000 | 7850 | 4.7719 | 0.02 |  | 219.1 | 253 | 4.7719 | 20 | Steel | N/A | 0 | 2547.29 | 0 | 0 | 187800000000 | 187800000000 | 13110000000 | 13110000000 | 0 | 0 | 144500000000 | 14037.8 | 68140000000 | 0.65 | N/A | No | BEM | Hydrodynamics | (with | Morison | drag) | 0 | 0 | 0 | [9 empty] | 219 | 253 | 254 | 219 | 219 | 1c | 0 | 219 | 2.10E+11 | 8.08E+10 | 7850 | 4.7719 | 0.02
[8 empty] | 219.2 | 254 | 4.7719 | 20 | Steel | N/A | 0 | 2469.71 | 0 | 0 | 171100000000 | 171100000000 | 12710000000 | 12710000000 | 0 | 0 | 131700000000 | 12793.8 | 66070000000 | 0.65 | N/A | No | BEM | Hydrodynamics | (with | Morison | drag) | 0 | 0 | 0
| 10 | 210000000000 | 80769000000 | 7850 | 4.6234 | 0.019 |  | 220.1 | 254 | 4.6234 | 19 | Steel | N/A | 0 | 2581.39 | 0 | 0 | 178800000000 | 178800000000 | 13290000000 | 13290000000 | 0 | 0 | 137600000000 | 13366.5 | 69060000000 | 0.65 | N/A | No | BEM | Hydrodynamics | (with | Morison | drag) | 0 | 0 | 0 | [9 empty] | 220 | 254 | 255 | 220 | 220 | 1c | 0 | 220 | 2.10E+11 | 8.08E+10 | 7850 | 4.6234 | 0.019
[8 empty] | 220.2 | 255 | 4.6234 | 19 | Steel | N/A | 0 | 2500.28 | 0 | 0 | 162500000000 | 162500000000 | 12870000000 | 12870000000 | 0 | 0 | 125000000000 | 12145.7 | 66890000000 | 0.65 | N/A | No | BEM | Hydrodynamics | (with | Morison | drag) | 0 | 0 | 0
| 9 | 210000000000 | 80769000000 | 7850 | 4.4749 | 0.019 |  | 221.1 | 255 | 4.4749 | 19 | Steel | N/A | 0 | 2716.47 | 0 | 0 | 176300000000 | 176300000000 | 13980000000 | 13980000000 | 0 | 0 | 135700000000 | 13184 | 72670000000 | 0.65 | N/A | No | BEM | Hydrodynamics | (with | Morison | drag) | 0 | 0 | 0 | [9 empty] | 221 | 255 | 256 | 221 | 221 | 1c | 0 | 221 | 2.10E+11 | 8.08E+10 | 7850 | 4.4749 | 0.019
[8 empty] | 221.2 | 256 | 4.4749 | 19 | Steel | N/A | 0 | 2628.31 | 0 | 0 | 159700000000 | 159700000000 | 13530000000 | 13530000000 | 0 | 0 | 122900000000 | 11941.6 | 70310000000 | 0.65 | N/A | No | BEM | Hydrodynamics | (with | Morison | drag) | 0 | 0 | 0
| 8 | 210000000000 | 80769000000 | 7850 | 4.3265 | 0.018 |  | 222.1 | 256 | 4.3265 | 18 | Steel | N/A | 0 | 2523.75 | 0 | 0 | 153400000000 | 153400000000 | 12990000000 | 12990000000 | 0 | 0 | 118100000000 | 11471.9 | 67510000000 | 0.65 | N/A | No | BEM | Hydrodynamics | (with | Morison | drag) | 0 | 0 | 0 | [9 empty] | 222 | 256 | 257 | 222 | 222 | 1c | 0 | 222 | 2.10E+11 | 8.08E+10 | 7850 | 4.3265 | 0.018
[8 empty] | 222.2 | 257 | 4.3265 | 18 | Steel | N/A | 0 | 2438.52 | 0 | 0 | 138400000000 | 138400000000 | 12550000000 | 12550000000 | 0 | 0 | 106500000000 | 10348.5 | 65230000000 | 0.65 | N/A | No | BEM | Hydrodynamics | (with | Morison | drag) | 0 | 0 | 0
[8 empty] | 223.1 | 86 | 1 | 20 | Floater | No | 0 | 6.158e-05 | 0 | 0 | 1553000000 | 1553000000 | 2488000000 | 2488000000 | 0 | 0 | 1195000000 | 1.479e-05 | 12930000000 | 0.65 | N/A | Yes | BEM | Hydrodynamics | (with | Morison | drag) | 0 | 0 | 0 | [9 empty] | 223 | 86 | 58 | 223 | 223 | 1c | 0 | 223 | 2.10E+11 | 8.08E+10 | 7850 | 1 | 0.02
[8 empty] | 223.2 | 58 | 1 | 20 | Floater | No | 0 | 6.158e-05 | 0 | 0 | 1553000000 | 1553000000 | 2488000000 | 2488000000 | 0 | 0 | 1195000000 | 1.479e-05 | 12930000000 | 0.65 | N/A | Yes | BEM | Hydrodynamics | (with | Morison | drag) | 0 | 0 | 0
[8 empty] | 224.1 | 274 | 1 | 30 | Floater | No | 0 | 9.142e-05 | 0 | 0 | 2260000000 | 2260000000 | 3693000000 | 3693000000 | 0 | 0 | 1739000000 | 2.152e-05 | 19200000000 | 0.65 | N/A | Yes | BEM | Hydrodynamics | (with | Morison | drag) | 0 | 0 | 0 | [9 empty] | 224 | 274 | 182 | 224 | 224 | 1c | 0 | 224 | 2.10E+11 | 8.08E+10 | 7850 | 1 | 0.03
[8 empty] | 224.2 | 181 | 1 | 30 | Floater | No | 0 | 9.142e-05 | 0 | 0 | 2260000000 | 2260000000 | 3693000000 | 3693000000 | 0 | 0 | 1739000000 | 2.152e-05 | 19200000000 | 0.65 | N/A | Yes | BEM | Hydrodynamics | (with | Morison | drag) | 0 | 0 | 0
[8 empty] | 225.1 | 181 | 1 | 30 | Floater | No | 0 | 9.142e-05 | 0 | 0 | 2260000000 | 2260000000 | 3693000000 | 3693000000 | 0 | 0 | 1739000000 | 2.152e-05 | 19200000000 | 0.65 | N/A | Yes | BEM | Hydrodynamics | (with | Morison | drag) | 0 | 0 | 0 | [9 empty] | 225 | 181 | 182 | 225 | 225 | 1c | 0 | 225 | 2.10E+11 | 8.08E+10 | 7850 | 1 | 0.03
[8 empty] | 225.2 | 182 | 1 | 30 | Floater | No | 0 | 9.142e-05 | 0 | 0 | 2260000000 | 2260000000 | 3693000000 | 3693000000 | 0 | 0 | 1739000000 | 2.152e-05 | 19200000000 | 0.65 | N/A | Yes | BEM | Hydrodynamics | (with | Morison | drag) | 0 | 0 | 0
[8 empty] | 226.1 | 182 | 1 | 30 | Floater | No | 0 | 9.142e-05 | 0 | 0 | 2260000000 | 2260000000 | 3693000000 | 3693000000 | 0 | 0 | 1739000000 | 2.152e-05 | 19200000000 | 0.65 | N/A | Yes | BEM | Hydrodynamics | (with | Morison | drag) | 0 | 0 | 0 | [9 empty] | 226 | 181 | 271 | 226 | 226 | 1c | 0 | 226 | 2.10E+11 | 8.08E+10 | 7850 | 1 | 0.03
[8 empty] | 226.2 | 271 | 1 | 30 | Floater | No | 0 | 9.142e-05 | 0 | 0 | 2260000000 | 2260000000 | 3693000000 | 3693000000 | 0 | 0 | 1739000000 | 2.152e-05 | 19200000000 | 0.65 | N/A | Yes | BEM | Hydrodynamics | (with | Morison | drag) | 0 | 0 | 0
[8 empty] | 227.1 | 275 | 1 | 30 | Floater | No | 0 | 9.142e-05 | 0 | 0 | 2260000000 | 2260000000 | 3693000000 | 3693000000 | 0 | 0 | 1739000000 | 2.152e-05 | 19200000000 | 0.65 | N/A | Yes | BEM | Hydrodynamics | (with | Morison | drag) | 0 | 0 | 0 | [9 empty] | 227 | 275 | 184 | 227 | 227 | 1c | 0 | 227 | 2.10E+11 | 8.08E+10 | 7850 | 1 | 0.03
[8 empty] | 227.2 | 183 | 1 | 30 | Floater | No | 0 | 9.142e-05 | 0 | 0 | 2260000000 | 2260000000 | 3693000000 | 3693000000 | 0 | 0 | 1739000000 | 2.152e-05 | 19200000000 | 0.65 | N/A | Yes | BEM | Hydrodynamics | (with | Morison | drag) | 0 | 0 | 0
[8 empty] | 228.1 | 183 | 1 | 30 | Floater | No | 0 | 9.142e-05 | 0 | 0 | 2260000000 | 2260000000 | 3693000000 | 3693000000 | 0 | 0 | 1739000000 | 2.152e-05 | 19200000000 | 0.65 | N/A | Yes | BEM | Hydrodynamics | (with | Morison | drag) | 0 | 0 | 0 | [9 empty] | 228 | 183 | 184 | 228 | 228 | 1c | 0 | 228 | 2.10E+11 | 8.08E+10 | 7850 | 1 | 0.03
[8 empty] | 228.2 | 184 | 1 | 30 | Floater | No | 0 | 9.142e-05 | 0 | 0 | 2260000000 | 2260000000 | 3693000000 | 3693000000 | 0 | 0 | 1739000000 | 2.152e-05 | 19200000000 | 0.65 | N/A | Yes | BEM | Hydrodynamics | (with | Morison | drag) | 0 | 0 | 0
[8 empty] | 229.1 | 184 | 1 | 30 | Floater | No | 0 | 9.142e-05 | 0 | 0 | 2260000000 | 2260000000 | 3693000000 | 3693000000 | 0 | 0 | 1739000000 | 2.152e-05 | 19200000000 | 0.65 | N/A | Yes | BEM | Hydrodynamics | (with | Morison | drag) | 0 | 0 | 0 | [9 empty] | 229 | 183 | 272 | 229 | 229 | 1c | 0 | 229 | 2.10E+11 | 8.08E+10 | 7850 | 1 | 0.03
[8 empty] | 229.2 | 272 | 1 | 30 | Floater | No | 0 | 9.142e-05 | 0 | 0 | 2260000000 | 2260000000 | 3693000000 | 3693000000 | 0 | 0 | 1739000000 | 2.152e-05 | 19200000000 | 0.65 | N/A | Yes | BEM | Hydrodynamics | (with | Morison | drag) | 0 | 0 | 0
[8 empty] | 230.1 | 276 | 1 | 30 | Floater | No | 0 | 9.142e-05 | 0 | 0 | 2260000000 | 2260000000 | 3693000000 | 3693000000 | 0 | 0 | 1739000000 | 2.152e-05 | 19200000000 | 0.65 | N/A | Yes | BEM | Hydrodynamics | (with | Morison | drag) | 0 | 0 | 0 | [9 empty] | 230 | 276 | 186 | 230 | 230 | 1c | 0 | 230 | 2.10E+11 | 8.08E+10 | 7850 | 1 | 0.03
[8 empty] | 230.2 | 185 | 1 | 30 | Floater | No | 0 | 9.142e-05 | 0 | 0 | 2260000000 | 2260000000 | 3693000000 | 3693000000 | 0 | 0 | 1739000000 | 2.152e-05 | 19200000000 | 0.65 | N/A | Yes | BEM | Hydrodynamics | (with | Morison | drag) | 0 | 0 | 0
[8 empty] | 231.1 | 185 | 1 | 30 | Floater | No | 0 | 9.142e-05 | 0 | 0 | 2260000000 | 2260000000 | 3693000000 | 3693000000 | 0 | 0 | 1739000000 | 2.152e-05 | 19200000000 | 0.65 | N/A | Yes | BEM | Hydrodynamics | (with | Morison | drag) | 0 | 0 | 0 | [9 empty] | 231 | 185 | 186 | 231 | 231 | 1c | 0 | 231 | 2.10E+11 | 8.08E+10 | 7850 | 1 | 0.03
[8 empty] | 231.2 | 186 | 1 | 30 | Floater | No | 0 | 9.142e-05 | 0 | 0 | 2260000000 | 2260000000 | 3693000000 | 3693000000 | 0 | 0 | 1739000000 | 2.152e-05 | 19200000000 | 0.65 | N/A | Yes | BEM | Hydrodynamics | (with | Morison | drag) | 0 | 0 | 0
[8 empty] | 232.1 | 186 | 1 | 30 | Floater | No | 0 | 9.142e-05 | 0 | 0 | 2260000000 | 2260000000 | 3693000000 | 3693000000 | 0 | 0 | 1739000000 | 2.152e-05 | 19200000000 | 0.65 | N/A | Yes | BEM | Hydrodynamics | (with | Morison | drag) | 0 | 0 | 0 | [9 empty] | 232 | 185 | 273 | 232 | 232 | 1c | 0 | 232 | 2.10E+11 | 8.08E+10 | 7850 | 1 | 0.03
[8 empty] | 232.2 | 273 | 1 | 30 | Floater | No | 0 | 9.142e-05 | 0 | 0 | 2260000000 | 2260000000 | 3693000000 | 3693000000 | 0 | 0 | 1739000000 | 2.152e-05 | 19200000000 | 0.65 | N/A | Yes | BEM | Hydrodynamics | (with | Morison | drag) | 0 | 0 | 0
[8 empty] | 233.1 | 63 | 0.8 | 15 | Floater | No | 0 | 3.699e-05 | 0 | 0 | 598600000 | 598600000 | 1494000000 | 1494000000 | 0 | 0 | 460600000 | 5.701e-06 | 7768000000 | 0.65 | N/A | Yes | BEM | Hydrodynamics | (with | Morison | drag) | 0 | 0 | 0 | [9 empty] | 233 | 63 | 187 | 233 | 233 | 1c | 0 | 233 | 2.10E+11 | 8.08E+10 | 7850 | 0.8 | 0.015
[8 empty] | 233.2 | 187 | 0.8 | 15 | Floater | No | 0 | 3.699e-05 | 0 | 0 | 598600000 | 598600000 | 1494000000 | 1494000000 | 0 | 0 | 460600000 | 5.701e-06 | 7768000000 | 0.65 | N/A | Yes | BEM | Hydrodynamics | (with | Morison | drag) | 0 | 0 | 0
[8 empty] | 234.1 | 187 | 0.8 | 15 | Floater | No | 0 | 3.699e-05 | 0 | 0 | 598600000 | 598600000 | 1494000000 | 1494000000 | 0 | 0 | 460600000 | 5.701e-06 | 7768000000 | 0.65 | N/A | Yes | BEM | Hydrodynamics | (with | Morison | drag) | 0 | 0 | 0 | [9 empty] | 234 | 187 | 188 | 234 | 234 | 1c | 0 | 234 | 2.10E+11 | 8.08E+10 | 7850 | 0.8 | 0.015
[8 empty] | 234.2 | 188 | 0.8 | 15 | Floater | No | 0 | 3.699e-05 | 0 | 0 | 598600000 | 598600000 | 1494000000 | 1494000000 | 0 | 0 | 460600000 | 5.701e-06 | 7768000000 | 0.65 | N/A | Yes | BEM | Hydrodynamics | (with | Morison | drag) | 0 | 0 | 0
[8 empty] | 235.1 | 188 | 0.8 | 15 | Floater | No | 0 | 3.699e-05 | 0 | 0 | 598600000 | 598600000 | 1494000000 | 1494000000 | 0 | 0 | 460600000 | 5.701e-06 | 7768000000 | 0.65 | N/A | Yes | BEM | Hydrodynamics | (with | Morison | drag) | 0 | 0 | 0 | [9 empty] | 235 | 188 | 126 | 235 | 235 | 1c | 0 | 235 | 2.10E+11 | 8.08E+10 | 7850 | 0.8 | 0.015
[8 empty] | 235.2 | 126 | 0.8 | 15 | Floater | No | 0 | 3.699e-05 | 0 | 0 | 598600000 | 598600000 | 1494000000 | 1494000000 | 0 | 0 | 460600000 | 5.701e-06 | 7768000000 | 0.65 | N/A | Yes | BEM | Hydrodynamics | (with | Morison | drag) | 0 | 0 | 0
[8 empty] | 236.1 | 71 | 0.8 | 15 | Floater | No | 0 | 3.699e-05 | 0 | 0 | 598600000 | 598600000 | 1494000000 | 1494000000 | 0 | 0 | 460600000 | 5.701e-06 | 7768000000 | 0.65 | N/A | Yes | BEM | Hydrodynamics | (with | Morison | drag) | 0 | 0 | 0 | [9 empty] | 236 | 71 | 189 | 236 | 236 | 1c | 0 | 236 | 2.10E+11 | 8.08E+10 | 7850 | 0.8 | 0.015
[8 empty] | 236.2 | 189 | 0.8 | 15 | Floater | No | 0 | 3.699e-05 | 0 | 0 | 598600000 | 598600000 | 1494000000 | 1494000000 | 0 | 0 | 460600000 | 5.701e-06 | 7768000000 | 0.65 | N/A | Yes | BEM | Hydrodynamics | (with | Morison | drag) | 0 | 0 | 0
[8 empty] | 237.1 | 189 | 0.8 | 15 | Floater | No | 0 | 3.699e-05 | 0 | 0 | 598600000 | 598600000 | 1494000000 | 1494000000 | 0 | 0 | 460600000 | 5.701e-06 | 7768000000 | 0.65 | N/A | Yes | BEM | Hydrodynamics | (with | Morison | drag) | 0 | 0 | 0 | [9 empty] | 237 | 189 | 190 | 237 | 237 | 1c | 0 | 237 | 2.10E+11 | 8.08E+10 | 7850 | 0.8 | 0.015
[8 empty] | 237.2 | 190 | 0.8 | 15 | Floater | No | 0 | 3.699e-05 | 0 | 0 | 598600000 | 598600000 | 1494000000 | 1494000000 | 0 | 0 | 460600000 | 5.701e-06 | 7768000000 | 0.65 | N/A | Yes | BEM | Hydrodynamics | (with | Morison | drag) | 0 | 0 | 0
[8 empty] | 238.1 | 190 | 0.8 | 15 | Floater | No | 0 | 3.699e-05 | 0 | 0 | 598600000 | 598600000 | 1494000000 | 1494000000 | 0 | 0 | 460600000 | 5.701e-06 | 7768000000 | 0.65 | N/A | Yes | BEM | Hydrodynamics | (with | Morison | drag) | 0 | 0 | 0 | [9 empty] | 238 | 190 | 128 | 238 | 238 | 1c | 0 | 238 | 2.10E+11 | 8.08E+10 | 7850 | 0.8 | 0.015
[8 empty] | 238.2 | 128 | 0.8 | 15 | Floater | No | 0 | 3.699e-05 | 0 | 0 | 598600000 | 598600000 | 1494000000 | 1494000000 | 0 | 0 | 460600000 | 5.701e-06 | 7768000000 | 0.65 | N/A | Yes | BEM | Hydrodynamics | (with | Morison | drag) | 0 | 0 | 0
[8 empty] | 239.1 | 76 | 0.8 | 15 | Floater | No | 0 | 3.699e-05 | 0 | 0 | 598600000 | 598600000 | 1494000000 | 1494000000 | 0 | 0 | 460600000 | 5.701e-06 | 7768000000 | 0.65 | N/A | Yes | BEM | Hydrodynamics | (with | Morison | drag) | 0 | 0 | 0 | [9 empty] | 239 | 76 | 191 | 239 | 239 | 1c | 0 | 239 | 2.10E+11 | 8.08E+10 | 7850 | 0.8 | 0.015
[8 empty] | 239.2 | 191 | 0.8 | 15 | Floater | No | 0 | 3.699e-05 | 0 | 0 | 598600000 | 598600000 | 1494000000 | 1494000000 | 0 | 0 | 460600000 | 5.701e-06 | 7768000000 | 0.65 | N/A | Yes | BEM | Hydrodynamics | (with | Morison | drag) | 0 | 0 | 0
[8 empty] | 240.1 | 191 | 0.8 | 15 | Floater | No | 0 | 3.699e-05 | 0 | 0 | 598600000 | 598600000 | 1494000000 | 1494000000 | 0 | 0 | 460600000 | 5.701e-06 | 7768000000 | 0.65 | N/A | Yes | BEM | Hydrodynamics | (with | Morison | drag) | 0 | 0 | 0 | [9 empty] | 240 | 191 | 192 | 240 | 240 | 1c | 0 | 240 | 2.10E+11 | 8.08E+10 | 7850 | 0.8 | 0.015
[8 empty] | 240.2 | 192 | 0.8 | 15 | Floater | No | 0 | 3.699e-05 | 0 | 0 | 598600000 | 598600000 | 1494000000 | 1494000000 | 0 | 0 | 460600000 | 5.701e-06 | 7768000000 | 0.65 | N/A | Yes | BEM | Hydrodynamics | (with | Morison | drag) | 0 | 0 | 0
[8 empty] | 241.1 | 192 | 0.8 | 15 | Floater | No | 0 | 3.699e-05 | 0 | 0 | 598600000 | 598600000 | 1494000000 | 1494000000 | 0 | 0 | 460600000 | 5.701e-06 | 7768000000 | 0.65 | N/A | Yes | BEM | Hydrodynamics | (with | Morison | drag) | 0 | 0 | 0 | [9 empty] | 241 | 192 | 139 | 241 | 241 | 1c | 0 | 241 | 2.10E+11 | 8.08E+10 | 7850 | 0.8 | 0.015
[8 empty] | 241.2 | 139 | 0.8 | 15 | Floater | No | 0 | 3.699e-05 | 0 | 0 | 598600000 | 598600000 | 1494000000 | 1494000000 | 0 | 0 | 460600000 | 5.701e-06 | 7768000000 | 0.65 | N/A | Yes | BEM | Hydrodynamics | (with | Morison | drag) | 0 | 0 | 0
[8 empty] | 242.1 | 84 | 0.8 | 15 | Floater | No | 0 | 3.699e-05 | 0 | 0 | 598600000 | 598600000 | 1494000000 | 1494000000 | 0 | 0 | 460600000 | 5.701e-06 | 7768000000 | 0.65 | N/A | Yes | BEM | Hydrodynamics | (with | Morison | drag) | 0 | 0 | 0 | [9 empty] | 242 | 84 | 193 | 242 | 242 | 1c | 0 | 242 | 2.10E+11 | 8.08E+10 | 7850 | 0.8 | 0.015
[8 empty] | 242.2 | 193 | 0.8 | 15 | Floater | No | 0 | 3.699e-05 | 0 | 0 | 598600000 | 598600000 | 1494000000 | 1494000000 | 0 | 0 | 460600000 | 5.701e-06 | 7768000000 | 0.65 | N/A | Yes | BEM | Hydrodynamics | (with | Morison | drag) | 0 | 0 | 0
[8 empty] | 243.1 | 193 | 0.8 | 15 | Floater | No | 0 | 3.699e-05 | 0 | 0 | 598600000 | 598600000 | 1494000000 | 1494000000 | 0 | 0 | 460600000 | 5.701e-06 | 7768000000 | 0.65 | N/A | Yes | BEM | Hydrodynamics | (with | Morison | drag) | 0 | 0 | 0 | [9 empty] | 243 | 193 | 194 | 243 | 243 | 1c | 0 | 243 | 2.10E+11 | 8.08E+10 | 7850 | 0.8 | 0.015
[8 empty] | 243.2 | 194 | 0.8 | 15 | Floater | No | 0 | 3.699e-05 | 0 | 0 | 598600000 | 598600000 | 1494000000 | 1494000000 | 0 | 0 | 460600000 | 5.701e-06 | 7768000000 | 0.65 | N/A | Yes | BEM | Hydrodynamics | (with | Morison | drag) | 0 | 0 | 0
[8 empty] | 244.1 | 194 | 0.8 | 15 | Floater | No | 0 | 3.699e-05 | 0 | 0 | 598600000 | 598600000 | 1494000000 | 1494000000 | 0 | 0 | 460600000 | 5.701e-06 | 7768000000 | 0.65 | N/A | Yes | BEM | Hydrodynamics | (with | Morison | drag) | 0 | 0 | 0 | [9 empty] | 244 | 194 | 141 | 244 | 244 | 1c | 0 | 244 | 2.10E+11 | 8.08E+10 | 7850 | 0.8 | 0.015
[8 empty] | 244.2 | 141 | 0.8 | 15 | Floater | No | 0 | 3.699e-05 | 0 | 0 | 598600000 | 598600000 | 1494000000 | 1494000000 | 0 | 0 | 460600000 | 5.701e-06 | 7768000000 | 0.65 | N/A | Yes | BEM | Hydrodynamics | (with | Morison | drag) | 0 | 0 | 0
[8 empty] | 245.1 | 89 | 0.8 | 15 | Floater | No | 0 | 3.699e-05 | 0 | 0 | 598600000 | 598600000 | 1494000000 | 1494000000 | 0 | 0 | 460600000 | 5.701e-06 | 7768000000 | 0.65 | N/A | Yes | BEM | Hydrodynamics | (with | Morison | drag) | 0 | 0 | 0 | [9 empty] | 245 | 89 | 195 | 245 | 245 | 1c | 0 | 245 | 2.10E+11 | 8.08E+10 | 7850 | 0.8 | 0.015
[8 empty] | 245.2 | 195 | 0.8 | 15 | Floater | No | 0 | 3.699e-05 | 0 | 0 | 598600000 | 598600000 | 1494000000 | 1494000000 | 0 | 0 | 460600000 | 5.701e-06 | 7768000000 | 0.65 | N/A | Yes | BEM | Hydrodynamics | (with | Morison | drag) | 0 | 0 | 0
[8 empty] | 246.1 | 195 | 0.8 | 15 | Floater | No | 0 | 3.699e-05 | 0 | 0 | 598600000 | 598600000 | 1494000000 | 1494000000 | 0 | 0 | 460600000 | 5.701e-06 | 7768000000 | 0.65 | N/A | Yes | BEM | Hydrodynamics | (with | Morison | drag) | 0 | 0 | 0 | [9 empty] | 246 | 195 | 196 | 246 | 246 | 1c | 0 | 246 | 2.10E+11 | 8.08E+10 | 7850 | 0.8 | 0.015
[8 empty] | 246.2 | 196 | 0.8 | 15 | Floater | No | 0 | 3.699e-05 | 0 | 0 | 598600000 | 598600000 | 1494000000 | 1494000000 | 0 | 0 | 460600000 | 5.701e-06 | 7768000000 | 0.65 | N/A | Yes | BEM | Hydrodynamics | (with | Morison | drag) | 0 | 0 | 0
[8 empty] | 247.1 | 196 | 0.8 | 15 | Floater | No | 0 | 3.699e-05 | 0 | 0 | 598600000 | 598600000 | 1494000000 | 1494000000 | 0 | 0 | 460600000 | 5.701e-06 | 7768000000 | 0.65 | N/A | Yes | BEM | Hydrodynamics | (with | Morison | drag) | 0 | 0 | 0 | [9 empty] | 247 | 196 | 152 | 247 | 247 | 1c | 0 | 247 | 2.10E+11 | 8.08E+10 | 7850 | 0.8 | 0.015
[8 empty] | 247.2 | 152 | 0.8 | 15 | Floater | No | 0 | 3.699e-05 | 0 | 0 | 598600000 | 598600000 | 1494000000 | 1494000000 | 0 | 0 | 460600000 | 5.701e-06 | 7768000000 | 0.65 | N/A | Yes | BEM | Hydrodynamics | (with | Morison | drag) | 0 | 0 | 0
[8 empty] | 248.1 | 97 | 0.8 | 15 | Floater | No | 0 | 3.699e-05 | 0 | 0 | 598600000 | 598600000 | 1494000000 | 1494000000 | 0 | 0 | 460600000 | 5.701e-06 | 7768000000 | 0.65 | N/A | Yes | BEM | Hydrodynamics | (with | Morison | drag) | 0 | 0 | 0 | [9 empty] | 248 | 97 | 197 | 248 | 248 | 1c | 0 | 248 | 2.10E+11 | 8.08E+10 | 7850 | 0.8 | 0.015
[8 empty] | 248.2 | 197 | 0.8 | 15 | Floater | No | 0 | 3.699e-05 | 0 | 0 | 598600000 | 598600000 | 1494000000 | 1494000000 | 0 | 0 | 460600000 | 5.701e-06 | 7768000000 | 0.65 | N/A | Yes | BEM | Hydrodynamics | (with | Morison | drag) | 0 | 0 | 0
[8 empty] | 249.1 | 197 | 0.8 | 15 | Floater | No | 0 | 3.699e-05 | 0 | 0 | 598600000 | 598600000 | 1494000000 | 1494000000 | 0 | 0 | 460600000 | 5.701e-06 | 7768000000 | 0.65 | N/A | Yes | BEM | Hydrodynamics | (with | Morison | drag) | 0 | 0 | 0 | [9 empty] | 249 | 197 | 198 | 249 | 249 | 1c | 0 | 249 | 2.10E+11 | 8.08E+10 | 7850 | 0.8 | 0.015
[8 empty] | 249.2 | 198 | 0.8 | 15 | Floater | No | 0 | 3.699e-05 | 0 | 0 | 598600000 | 598600000 | 1494000000 | 1494000000 | 0 | 0 | 460600000 | 5.701e-06 | 7768000000 | 0.65 | N/A | Yes | BEM | Hydrodynamics | (with | Morison | drag) | 0 | 0 | 0
[8 empty] | 250.1 | 198 | 0.8 | 15 | Floater | No | 0 | 3.699e-05 | 0 | 0 | 598600000 | 598600000 | 1494000000 | 1494000000 | 0 | 0 | 460600000 | 5.701e-06 | 7768000000 | 0.65 | N/A | Yes | BEM | Hydrodynamics | (with | Morison | drag) | 0 | 0 | 0 | [9 empty] | 250 | 198 | 154 | 250 | 250 | 1c | 0 | 250 | 2.10E+11 | 8.08E+10 | 7850 | 0.8 | 0.015
[8 empty] | 250.2 | 154 | 0.8 | 15 | Floater | No | 0 | 3.699e-05 | 0 | 0 | 598600000 | 598600000 | 1494000000 | 1494000000 | 0 | 0 | 460600000 | 5.701e-06 | 7768000000 | 0.65 | N/A | Yes | BEM | Hydrodynamics | (with | Morison | drag) | 0 | 0 | 0
[8 empty] | 251.1 | 62 | 0.5 | 10 | Floater | No | 0 | 1.539e-05 | 0 | 0 | 97060000 | 97060000 | 621900000 | 621900000 | 0 | 0 | 74690000 | 9.244e-07 | 3233000000 | 0.65 | N/A | Yes | BEM | Hydrodynamics | (with | Morison | drag) | 0 | 0 | 0 | [9 empty] | 251 | 62 | 199 | 251 | 251 | 1c | 0 | 251 | 2.10E+11 | 8.08E+10 | 7850 | 0.5 | 0.01
[8 empty] | 251.2 | 199 | 0.5 | 10 | Floater | No | 0 | 1.539e-05 | 0 | 0 | 97060000 | 97060000 | 621900000 | 621900000 | 0 | 0 | 74690000 | 9.244e-07 | 3233000000 | 0.65 | N/A | Yes | BEM | Hydrodynamics | (with | Morison | drag) | 0 | 0 | 0
[8 empty] | 252.1 | 199 | 0.5 | 10 | Floater | No | 0 | 1.539e-05 | 0 | 0 | 97060000 | 97060000 | 621900000 | 621900000 | 0 | 0 | 74690000 | 9.244e-07 | 3233000000 | 0.65 | N/A | Yes | BEM | Hydrodynamics | (with | Morison | drag) | 0 | 0 | 0 | [9 empty] | 252 | 199 | 200 | 252 | 252 | 1c | 0 | 252 | 2.10E+11 | 8.08E+10 | 7850 | 0.5 | 0.01
[8 empty] | 252.2 | 200 | 0.5 | 10 | Floater | No | 0 | 1.539e-05 | 0 | 0 | 97060000 | 97060000 | 621900000 | 621900000 | 0 | 0 | 74690000 | 9.244e-07 | 3233000000 | 0.65 | N/A | Yes | BEM | Hydrodynamics | (with | Morison | drag) | 0 | 0 | 0
[8 empty] | 253.1 | 200 | 0.5 | 10 | Floater | No | 0 | 1.539e-05 | 0 | 0 | 97060000 | 97060000 | 621900000 | 621900000 | 0 | 0 | 74690000 | 9.244e-07 | 3233000000 | 0.65 | N/A | Yes | BEM | Hydrodynamics | (with | Morison | drag) | 0 | 0 | 0 | [9 empty] | 253 | 200 | 122 | 253 | 253 | 1c | 0 | 253 | 2.10E+11 | 8.08E+10 | 7850 | 0.5 | 0.01
[8 empty] | 253.2 | 122 | 0.5 | 10 | Floater | No | 0 | 1.539e-05 | 0 | 0 | 97060000 | 97060000 | 621900000 | 621900000 | 0 | 0 | 74690000 | 9.244e-07 | 3233000000 | 0.65 | N/A | Yes | BEM | Hydrodynamics | (with | Morison | drag) | 0 | 0 | 0
[8 empty] | 254.1 | 67 | 0.5 | 10 | Floater | No | 0 | 1.539e-05 | 0 | 0 | 97060000 | 97060000 | 621900000 | 621900000 | 0 | 0 | 74690000 | 9.244e-07 | 3233000000 | 0.65 | N/A | Yes | BEM | Hydrodynamics | (with | Morison | drag) | 0 | 0 | 0 | [9 empty] | 254 | 67 | 201 | 254 | 254 | 1c | 0 | 254 | 2.10E+11 | 8.08E+10 | 7850 | 0.5 | 0.01
[8 empty] | 254.2 | 201 | 0.5 | 10 | Floater | No | 0 | 1.539e-05 | 0 | 0 | 97060000 | 97060000 | 621900000 | 621900000 | 0 | 0 | 74690000 | 9.244e-07 | 3233000000 | 0.65 | N/A | Yes | BEM | Hydrodynamics | (with | Morison | drag) | 0 | 0 | 0
[8 empty] | 255.1 | 201 | 0.5 | 10 | Floater | No | 0 | 1.539e-05 | 0 | 0 | 97060000 | 97060000 | 621900000 | 621900000 | 0 | 0 | 74690000 | 9.244e-07 | 3233000000 | 0.65 | N/A | Yes | BEM | Hydrodynamics | (with | Morison | drag) | 0 | 0 | 0 | [9 empty] | 255 | 201 | 202 | 255 | 255 | 1c | 0 | 255 | 2.10E+11 | 8.08E+10 | 7850 | 0.5 | 0.01
[8 empty] | 255.2 | 202 | 0.5 | 10 | Floater | No | 0 | 1.539e-05 | 0 | 0 | 97060000 | 97060000 | 621900000 | 621900000 | 0 | 0 | 74690000 | 9.244e-07 | 3233000000 | 0.65 | N/A | Yes | BEM | Hydrodynamics | (with | Morison | drag) | 0 | 0 | 0
[8 empty] | 256.1 | 202 | 0.5 | 10 | Floater | No | 0 | 1.539e-05 | 0 | 0 | 97060000 | 97060000 | 621900000 | 621900000 | 0 | 0 | 74690000 | 9.244e-07 | 3233000000 | 0.65 | N/A | Yes | BEM | Hydrodynamics | (with | Morison | drag) | 0 | 0 | 0 | [9 empty] | 256 | 202 | 127 | 256 | 256 | 1c | 0 | 256 | 2.10E+11 | 8.08E+10 | 7850 | 0.5 | 0.01
[8 empty] | 256.2 | 127 | 0.5 | 10 | Floater | No | 0 | 1.539e-05 | 0 | 0 | 97060000 | 97060000 | 621900000 | 621900000 | 0 | 0 | 74690000 | 9.244e-07 | 3233000000 | 0.65 | N/A | Yes | BEM | Hydrodynamics | (with | Morison | drag) | 0 | 0 | 0
[8 empty] | 257.1 | 72 | 0.5 | 10 | Floater | No | 0 | 1.539e-05 | 0 | 0 | 97060000 | 97060000 | 621900000 | 621900000 | 0 | 0 | 74690000 | 9.244e-07 | 3233000000 | 0.65 | N/A | Yes | BEM | Hydrodynamics | (with | Morison | drag) | 0 | 0 | 0 | [9 empty] | 257 | 72 | 203 | 257 | 257 | 1c | 0 | 257 | 2.10E+11 | 8.08E+10 | 7850 | 0.5 | 0.01
[8 empty] | 257.2 | 203 | 0.5 | 10 | Floater | No | 0 | 1.539e-05 | 0 | 0 | 97060000 | 97060000 | 621900000 | 621900000 | 0 | 0 | 74690000 | 9.244e-07 | 3233000000 | 0.65 | N/A | Yes | BEM | Hydrodynamics | (with | Morison | drag) | 0 | 0 | 0
[8 empty] | 258.1 | 203 | 0.5 | 10 | Floater | No | 0 | 1.539e-05 | 0 | 0 | 97060000 | 97060000 | 621900000 | 621900000 | 0 | 0 | 74690000 | 9.244e-07 | 3233000000 | 0.65 | N/A | Yes | BEM | Hydrodynamics | (with | Morison | drag) | 0 | 0 | 0 | [9 empty] | 258 | 203 | 204 | 258 | 258 | 1c | 0 | 258 | 2.10E+11 | 8.08E+10 | 7850 | 0.5 | 0.01
[8 empty] | 258.2 | 204 | 0.5 | 10 | Floater | No | 0 | 1.539e-05 | 0 | 0 | 97060000 | 97060000 | 621900000 | 621900000 | 0 | 0 | 74690000 | 9.244e-07 | 3233000000 | 0.65 | N/A | Yes | BEM | Hydrodynamics | (with | Morison | drag) | 0 | 0 | 0
[8 empty] | 259.1 | 204 | 0.5 | 15 | Floater | No | 0 | 2.286e-05 | 0 | 0 | 141300000 | 141300000 | 923300000 | 923300000 | 0 | 0 | 108700000 | 1.345e-06 | 4800000000 | 0.65 | N/A | Yes | BEM | Hydrodynamics | (with | Morison | drag) | 0 | 0 | 0 | [9 empty] | 259 | 204 | 132 | 259 | 259 | 1c | 0 | 259 | 2.10E+11 | 8.08E+10 | 7850 | 0.5 | 0.015
[8 empty] | 259.2 | 132 | 0.5 | 15 | Floater | No | 0 | 2.286e-05 | 0 | 0 | 141300000 | 141300000 | 923300000 | 923300000 | 0 | 0 | 108700000 | 1.345e-06 | 4800000000 | 0.65 | N/A | Yes | BEM | Hydrodynamics | (with | Morison | drag) | 0 | 0 | 0
[8 empty] | 260.1 | 75 | 0.5 | 10 | Floater | No | 0 | 1.539e-05 | 0 | 0 | 97060000 | 97060000 | 621900000 | 621900000 | 0 | 0 | 74690000 | 9.244e-07 | 3233000000 | 0.65 | N/A | Yes | BEM | Hydrodynamics | (with | Morison | drag) | 0 | 0 | 0 | [9 empty] | 260 | 75 | 205 | 260 | 260 | 1c | 0 | 260 | 2.10E+11 | 8.08E+10 | 7850 | 0.5 | 0.01
[8 empty] | 260.2 | 205 | 0.5 | 10 | Floater | No | 0 | 1.539e-05 | 0 | 0 | 97060000 | 97060000 | 621900000 | 621900000 | 0 | 0 | 74690000 | 9.244e-07 | 3233000000 | 0.65 | N/A | Yes | BEM | Hydrodynamics | (with | Morison | drag) | 0 | 0 | 0
[8 empty] | 261.1 | 205 | 0.5 | 10 | Floater | No | 0 | 1.539e-05 | 0 | 0 | 97060000 | 97060000 | 621900000 | 621900000 | 0 | 0 | 74690000 | 9.244e-07 | 3233000000 | 0.65 | N/A | Yes | BEM | Hydrodynamics | (with | Morison | drag) | 0 | 0 | 0 | [9 empty] | 261 | 205 | 206 | 261 | 261 | 1c | 0 | 261 | 2.10E+11 | 8.08E+10 | 7850 | 0.5 | 0.01
[8 empty] | 261.2 | 206 | 0.5 | 10 | Floater | No | 0 | 1.539e-05 | 0 | 0 | 97060000 | 97060000 | 621900000 | 621900000 | 0 | 0 | 74690000 | 9.244e-07 | 3233000000 | 0.65 | N/A | Yes | BEM | Hydrodynamics | (with | Morison | drag) | 0 | 0 | 0
[8 empty] | 262.1 | 206 | 0.5 | 10 | Floater | No | 0 | 1.539e-05 | 0 | 0 | 97060000 | 97060000 | 621900000 | 621900000 | 0 | 0 | 74690000 | 9.244e-07 | 3233000000 | 0.65 | N/A | Yes | BEM | Hydrodynamics | (with | Morison | drag) | 0 | 0 | 0 | [9 empty] | 262 | 206 | 135 | 262 | 262 | 1c | 0 | 262 | 2.10E+11 | 8.08E+10 | 7850 | 0.5 | 0.01
[8 empty] | 262.2 | 135 | 0.5 | 10 | Floater | No | 0 | 1.539e-05 | 0 | 0 | 97060000 | 97060000 | 621900000 | 621900000 | 0 | 0 | 74690000 | 9.244e-07 | 3233000000 | 0.65 | N/A | Yes | BEM | Hydrodynamics | (with | Morison | drag) | 0 | 0 | 0
[8 empty] | 263.1 | 80 | 0.5 | 10 | Floater | No | 0 | 1.539e-05 | 0 | 0 | 97060000 | 97060000 | 621900000 | 621900000 | 0 | 0 | 74690000 | 9.244e-07 | 3233000000 | 0.65 | N/A | Yes | BEM | Hydrodynamics | (with | Morison | drag) | 0 | 0 | 0 | [9 empty] | 263 | 80 | 207 | 263 | 263 | 1c | 0 | 263 | 2.10E+11 | 8.08E+10 | 7850 | 0.5 | 0.01
[8 empty] | 263.2 | 207 | 0.5 | 10 | Floater | No | 0 | 1.539e-05 | 0 | 0 | 97060000 | 97060000 | 621900000 | 621900000 | 0 | 0 | 74690000 | 9.244e-07 | 3233000000 | 0.65 | N/A | Yes | BEM | Hydrodynamics | (with | Morison | drag) | 0 | 0 | 0
[8 empty] | 264.1 | 207 | 0.5 | 10 | Floater | No | 0 | 1.539e-05 | 0 | 0 | 97060000 | 97060000 | 621900000 | 621900000 | 0 | 0 | 74690000 | 9.244e-07 | 3233000000 | 0.65 | N/A | Yes | BEM | Hydrodynamics | (with | Morison | drag) | 0 | 0 | 0 | [9 empty] | 264 | 207 | 208 | 264 | 264 | 1c | 0 | 264 | 2.10E+11 | 8.08E+10 | 7850 | 0.5 | 0.01
[8 empty] | 264.2 | 208 | 0.5 | 10 | Floater | No | 0 | 1.539e-05 | 0 | 0 | 97060000 | 97060000 | 621900000 | 621900000 | 0 | 0 | 74690000 | 9.244e-07 | 3233000000 | 0.65 | N/A | Yes | BEM | Hydrodynamics | (with | Morison | drag) | 0 | 0 | 0
[8 empty] | 265.1 | 208 | 0.5 | 10 | Floater | No | 0 | 1.539e-05 | 0 | 0 | 97060000 | 97060000 | 621900000 | 621900000 | 0 | 0 | 74690000 | 9.244e-07 | 3233000000 | 0.65 | N/A | Yes | BEM | Hydrodynamics | (with | Morison | drag) | 0 | 0 | 0 | [9 empty] | 265 | 208 | 140 | 265 | 265 | 1c | 0 | 265 | 2.10E+11 | 8.08E+10 | 7850 | 0.5 | 0.01
[8 empty] | 265.2 | 140 | 0.5 | 10 | Floater | No | 0 | 1.539e-05 | 0 | 0 | 97060000 | 97060000 | 621900000 | 621900000 | 0 | 0 | 74690000 | 9.244e-07 | 3233000000 | 0.65 | N/A | Yes | BEM | Hydrodynamics | (with | Morison | drag) | 0 | 0 | 0
[8 empty] | 266.1 | 85 | 0.5 | 10 | Floater | No | 0 | 1.539e-05 | 0 | 0 | 97060000 | 97060000 | 621900000 | 621900000 | 0 | 0 | 74690000 | 9.244e-07 | 3233000000 | 0.65 | N/A | Yes | BEM | Hydrodynamics | (with | Morison | drag) | 0 | 0 | 0 | [9 empty] | 266 | 85 | 209 | 266 | 266 | 1c | 0 | 266 | 2.10E+11 | 8.08E+10 | 7850 | 0.5 | 0.01
[8 empty] | 266.2 | 209 | 0.5 | 10 | Floater | No | 0 | 1.539e-05 | 0 | 0 | 97060000 | 97060000 | 621900000 | 621900000 | 0 | 0 | 74690000 | 9.244e-07 | 3233000000 | 0.65 | N/A | Yes | BEM | Hydrodynamics | (with | Morison | drag) | 0 | 0 | 0
[8 empty] | 267.1 | 209 | 0.5 | 10 | Floater | No | 0 | 1.539e-05 | 0 | 0 | 97060000 | 97060000 | 621900000 | 621900000 | 0 | 0 | 74690000 | 9.244e-07 | 3233000000 | 0.65 | N/A | Yes | BEM | Hydrodynamics | (with | Morison | drag) | 0 | 0 | 0 | [9 empty] | 267 | 209 | 210 | 267 | 267 | 1c | 0 | 267 | 2.10E+11 | 8.08E+10 | 7850 | 0.5 | 0.01
[8 empty] | 267.2 | 210 | 0.5 | 10 | Floater | No | 0 | 1.539e-05 | 0 | 0 | 97060000 | 97060000 | 621900000 | 621900000 | 0 | 0 | 74690000 | 9.244e-07 | 3233000000 | 0.65 | N/A | Yes | BEM | Hydrodynamics | (with | Morison | drag) | 0 | 0 | 0
[8 empty] | 268.1 | 210 | 0.5 | 10 | Floater | No | 0 | 1.539e-05 | 0 | 0 | 97060000 | 97060000 | 621900000 | 621900000 | 0 | 0 | 74690000 | 9.244e-07 | 3233000000 | 0.65 | N/A | Yes | BEM | Hydrodynamics | (with | Morison | drag) | 0 | 0 | 0 | [9 empty] | 268 | 210 | 145 | 268 | 268 | 1c | 0 | 268 | 2.10E+11 | 8.08E+10 | 7850 | 0.5 | 0.01
[8 empty] | 268.2 | 145 | 0.5 | 10 | Floater | No | 0 | 1.539e-05 | 0 | 0 | 97060000 | 97060000 | 621900000 | 621900000 | 0 | 0 | 74690000 | 9.244e-07 | 3233000000 | 0.65 | N/A | Yes | BEM | Hydrodynamics | (with | Morison | drag) | 0 | 0 | 0
[8 empty] | 269.1 | 88 | 0.5 | 10 | Floater | No | 0 | 1.539e-05 | 0 | 0 | 97060000 | 97060000 | 621900000 | 621900000 | 0 | 0 | 74690000 | 9.244e-07 | 3233000000 | 0.65 | N/A | Yes | BEM | Hydrodynamics | (with | Morison | drag) | 0 | 0 | 0 | [9 empty] | 269 | 88 | 211 | 269 | 269 | 1c | 0 | 269 | 2.10E+11 | 8.08E+10 | 7850 | 0.5 | 0.01
[8 empty] | 269.2 | 211 | 0.5 | 10 | Floater | No | 0 | 1.539e-05 | 0 | 0 | 97060000 | 97060000 | 621900000 | 621900000 | 0 | 0 | 74690000 | 9.244e-07 | 3233000000 | 0.65 | N/A | Yes | BEM | Hydrodynamics | (with | Morison | drag) | 0 | 0 | 0
[8 empty] | 270.1 | 211 | 0.5 | 10 | Floater | No | 0 | 1.539e-05 | 0 | 0 | 97060000 | 97060000 | 621900000 | 621900000 | 0 | 0 | 74690000 | 9.244e-07 | 3233000000 | 0.65 | N/A | Yes | BEM | Hydrodynamics | (with | Morison | drag) | 0 | 0 | 0 | [9 empty] | 270 | 211 | 212 | 270 | 270 | 1c | 0 | 270 | 2.10E+11 | 8.08E+10 | 7850 | 0.5 | 0.01
[8 empty] | 270.2 | 212 | 0.5 | 10 | Floater | No | 0 | 1.539e-05 | 0 | 0 | 97060000 | 97060000 | 621900000 | 621900000 | 0 | 0 | 74690000 | 9.244e-07 | 3233000000 | 0.65 | N/A | Yes | BEM | Hydrodynamics | (with | Morison | drag) | 0 | 0 | 0
[8 empty] | 271.1 | 212 | 0.5 | 10 | Floater | No | 0 | 1.539e-05 | 0 | 0 | 97060000 | 97060000 | 621900000 | 621900000 | 0 | 0 | 74690000 | 9.244e-07 | 3233000000 | 0.65 | N/A | Yes | BEM | Hydrodynamics | (with | Morison | drag) | 0 | 0 | 0 | [9 empty] | 271 | 212 | 148 | 271 | 271 | 1c | 0 | 271 | 2.10E+11 | 8.08E+10 | 7850 | 0.5 | 0.01
[8 empty] | 271.2 | 148 | 0.5 | 10 | Floater | No | 0 | 1.539e-05 | 0 | 0 | 97060000 | 97060000 | 621900000 | 621900000 | 0 | 0 | 74690000 | 9.244e-07 | 3233000000 | 0.65 | N/A | Yes | BEM | Hydrodynamics | (with | Morison | drag) | 0 | 0 | 0
[8 empty] | 272.1 | 93 | 0.5 | 10 | Floater | No | 0 | 1.539e-05 | 0 | 0 | 97060000 | 97060000 | 621900000 | 621900000 | 0 | 0 | 74690000 | 9.244e-07 | 3233000000 | 0.65 | N/A | Yes | BEM | Hydrodynamics | (with | Morison | drag) | 0 | 0 | 0 | [9 empty] | 272 | 93 | 213 | 272 | 272 | 1c | 0 | 272 | 2.10E+11 | 8.08E+10 | 7850 | 0.5 | 0.01
[8 empty] | 272.2 | 213 | 0.5 | 10 | Floater | No | 0 | 1.539e-05 | 0 | 0 | 97060000 | 97060000 | 621900000 | 621900000 | 0 | 0 | 74690000 | 9.244e-07 | 3233000000 | 0.65 | N/A | Yes | BEM | Hydrodynamics | (with | Morison | drag) | 0 | 0 | 0
[8 empty] | 273.1 | 213 | 0.5 | 10 | Floater | No | 0 | 1.539e-05 | 0 | 0 | 97060000 | 97060000 | 621900000 | 621900000 | 0 | 0 | 74690000 | 9.244e-07 | 3233000000 | 0.65 | N/A | Yes | BEM | Hydrodynamics | (with | Morison | drag) | 0 | 0 | 0 | [9 empty] | 273 | 213 | 214 | 273 | 273 | 1c | 0 | 273 | 2.10E+11 | 8.08E+10 | 7850 | 0.5 | 0.01
[8 empty] | 273.2 | 214 | 0.5 | 10 | Floater | No | 0 | 1.539e-05 | 0 | 0 | 97060000 | 97060000 | 621900000 | 621900000 | 0 | 0 | 74690000 | 9.244e-07 | 3233000000 | 0.65 | N/A | Yes | BEM | Hydrodynamics | (with | Morison | drag) | 0 | 0 | 0
[8 empty] | 274.1 | 214 | 0.5 | 10 | Floater | No | 0 | 1.539e-05 | 0 | 0 | 97060000 | 97060000 | 621900000 | 621900000 | 0 | 0 | 74690000 | 9.244e-07 | 3233000000 | 0.65 | N/A | Yes | BEM | Hydrodynamics | (with | Morison | drag) | 0 | 0 | 0 | [9 empty] | 274 | 214 | 153 | 274 | 274 | 1c | 0 | 274 | 2.10E+11 | 8.08E+10 | 7850 | 0.5 | 0.01
[8 empty] | 274.2 | 153 | 0.5 | 10 | Floater | No | 0 | 1.539e-05 | 0 | 0 | 97060000 | 97060000 | 621900000 | 621900000 | 0 | 0 | 74690000 | 9.244e-07 | 3233000000 | 0.65 | N/A | Yes | BEM | Hydrodynamics | (with | Morison | drag) | 0 | 0 | 0
[8 empty] | 275.1 | 98 | 0.5 | 10 | Floater | No | 0 | 1.539e-05 | 0 | 0 | 97060000 | 97060000 | 621900000 | 621900000 | 0 | 0 | 74690000 | 9.244e-07 | 3233000000 | 0.65 | N/A | Yes | BEM | Hydrodynamics | (with | Morison | drag) | 0 | 0 | 0 | [9 empty] | 275 | 98 | 215 | 275 | 275 | 1c | 0 | 275 | 2.10E+11 | 8.08E+10 | 7850 | 0.5 | 0.01
[8 empty] | 275.2 | 215 | 0.5 | 10 | Floater | No | 0 | 1.539e-05 | 0 | 0 | 97060000 | 97060000 | 621900000 | 621900000 | 0 | 0 | 74690000 | 9.244e-07 | 3233000000 | 0.65 | N/A | Yes | BEM | Hydrodynamics | (with | Morison | drag) | 0 | 0 | 0
[8 empty] | 276.1 | 215 | 0.5 | 10 | Floater | No | 0 | 1.539e-05 | 0 | 0 | 97060000 | 97060000 | 621900000 | 621900000 | 0 | 0 | 74690000 | 9.244e-07 | 3233000000 | 0.65 | N/A | Yes | BEM | Hydrodynamics | (with | Morison | drag) | 0 | 0 | 0 | [9 empty] | 276 | 215 | 216 | 276 | 276 | 1c | 0 | 276 | 2.10E+11 | 8.08E+10 | 7850 | 0.5 | 0.01
[8 empty] | 276.2 | 216 | 0.5 | 10 | Floater | No | 0 | 1.539e-05 | 0 | 0 | 97060000 | 97060000 | 621900000 | 621900000 | 0 | 0 | 74690000 | 9.244e-07 | 3233000000 | 0.65 | N/A | Yes | BEM | Hydrodynamics | (with | Morison | drag) | 0 | 0 | 0
[8 empty] | 277.1 | 216 | 0.5 | 10 | Floater | No | 0 | 1.539e-05 | 0 | 0 | 97060000 | 97060000 | 621900000 | 621900000 | 0 | 0 | 74690000 | 9.244e-07 | 3233000000 | 0.65 | N/A | Yes | BEM | Hydrodynamics | (with | Morison | drag) | 0 | 0 | 0 | [9 empty] | 277 | 216 | 158 | 277 | 277 | 1c | 0 | 277 | 2.10E+11 | 8.08E+10 | 7850 | 0.5 | 0.01
[8 empty] | 277.2 | 158 | 0.5 | 10 | Floater | No | 0 | 1.539e-05 | 0 | 0 | 97060000 | 97060000 | 621900000 | 621900000 | 0 | 0 | 74690000 | 9.244e-07 | 3233000000 | 0.65 | N/A | Yes | BEM | Hydrodynamics | (with | Morison | drag) | 0 | 0 | 0
[8 empty] | 278.1 | 271 | 1.3 | 10 | Floater | No | 0 | 4.053e-05 | 0 | 0 | 1770000000 | 1770000000 | 1637000000 | 1637000000 | 0 | 0 | 1362000000 | 1.686e-05 | 8511000000 | 0.65 | N/A | Yes | BEM | Hydrodynamics | (with | Morison | drag) | 0 | 0 | 0 | [9 empty] | 278 | 271 | 217 | 278 | 278 | 1c | 0 | 278 | 2.10E+11 | 8.08E+10 | 7850 | 1.3 | 0.01
[8 empty] | 278.2 | 217 | 1.3 | 10 | Floater | No | 0 | 4.053e-05 | 0 | 0 | 1770000000 | 1770000000 | 1637000000 | 1637000000 | 0 | 0 | 1362000000 | 1.686e-05 | 8511000000 | 0.65 | N/A | Yes | BEM | Hydrodynamics | (with | Morison | drag) | 0 | 0 | 0
[8 empty] | 279.1 | 217 | 1.3 | 10 | Floater | No | 0 | 4.053e-05 | 0 | 0 | 1770000000 | 1770000000 | 1637000000 | 1637000000 | 0 | 0 | 1362000000 | 1.686e-05 | 8511000000 | 0.65 | N/A | Yes | BEM | Hydrodynamics | (with | Morison | drag) | 0 | 0 | 0 | [9 empty] | 279 | 217 | 284 | 279 | 279 | 1c | 0 | 279 | 2.10E+11 | 8.08E+10 | 7850 | 1.3 | 0.01
[8 empty] | 279.2 | 284 | 0.5 | 10 | Floater | No | 0 | 1.539e-05 | 0 | 0 | 97060000 | 97060000 | 621900000 | 621900000 | 0 | 0 | 74690000 | 9.244e-07 | 3233000000 | 0.65 | N/A | Yes | BEM | Hydrodynamics | (with | Morison | drag) | 0 | 0 | 0
[8 empty] | 280.1 | 218 | 1.3 | 10 | Floater | No | 0 | 4.053e-05 | 0 | 0 | 1770000000 | 1770000000 | 1637000000 | 1637000000 | 0 | 0 | 1362000000 | 1.686e-05 | 8511000000 | 0.65 | N/A | Yes | BEM | Hydrodynamics | (with | Morison | drag) | 0 | 0 | 0 | [9 empty] | 280 | 218 | 165 | 280 | 280 | 1c | 0 | 280 | 2.10E+11 | 8.08E+10 | 7850 | 1.3 | 0.01
[8 empty] | 280.2 | 165 | 1.3 | 10 | Floater | No | 0 | 4.053e-05 | 0 | 0 | 1770000000 | 1770000000 | 1637000000 | 1637000000 | 0 | 0 | 1362000000 | 1.686e-05 | 8511000000 | 0.65 | N/A | Yes | BEM | Hydrodynamics | (with | Morison | drag) | 0 | 0 | 0
[8 empty] | 281.1 | 272 | 1.3 | 10 | Floater | No | 0 | 4.053e-05 | 0 | 0 | 1770000000 | 1770000000 | 1637000000 | 1637000000 | 0 | 0 | 1362000000 | 1.686e-05 | 8511000000 | 0.65 | N/A | Yes | BEM | Hydrodynamics | (with | Morison | drag) | 0 | 0 | 0 | [9 empty] | 281 | 272 | 219 | 281 | 281 | 1c | 0 | 281 | 2.10E+11 | 8.08E+10 | 7850 | 1.3 | 0.01
[8 empty] | 281.2 | 219 | 1.3 | 10 | Floater | No | 0 | 4.053e-05 | 0 | 0 | 1770000000 | 1770000000 | 1637000000 | 1637000000 | 0 | 0 | 1362000000 | 1.686e-05 | 8511000000 | 0.65 | N/A | Yes | BEM | Hydrodynamics | (with | Morison | drag) | 0 | 0 | 0
[8 empty] | 282.1 | 219 | 1.3 | 10 | Floater | No | 0 | 4.053e-05 | 0 | 0 | 1770000000 | 1770000000 | 1637000000 | 1637000000 | 0 | 0 | 1362000000 | 1.686e-05 | 8511000000 | 0.65 | N/A | Yes | BEM | Hydrodynamics | (with | Morison | drag) | 0 | 0 | 0 | [9 empty] | 282 | 219 | 282 | 282 | 282 | 1c | 0 | 282 | 2.10E+11 | 8.08E+10 | 7850 | 1.3 | 0.01
[8 empty] | 282.2 | 282 | 0.5 | 10 | Floater | No | 0 | 1.539e-05 | 0 | 0 | 97060000 | 97060000 | 621900000 | 621900000 | 0 | 0 | 74690000 | 9.244e-07 | 3233000000 | 0.65 | N/A | Yes | BEM | Hydrodynamics | (with | Morison | drag) | 0 | 0 | 0
[8 empty] | 283.1 | 220 | 1.3 | 10 | Floater | No | 0 | 4.053e-05 | 0 | 0 | 1770000000 | 1770000000 | 1637000000 | 1637000000 | 0 | 0 | 1362000000 | 1.686e-05 | 8511000000 | 0.65 | N/A | Yes | BEM | Hydrodynamics | (with | Morison | drag) | 0 | 0 | 0 | [9 empty] | 283 | 220 | 168 | 283 | 283 | 1c | 0 | 283 | 2.10E+11 | 8.08E+10 | 7850 | 1.3 | 0.01
[8 empty] | 283.2 | 168 | 1.3 | 10 | Floater | No | 0 | 4.053e-05 | 0 | 0 | 1770000000 | 1770000000 | 1637000000 | 1637000000 | 0 | 0 | 1362000000 | 1.686e-05 | 8511000000 | 0.65 | N/A | Yes | BEM | Hydrodynamics | (with | Morison | drag) | 0 | 0 | 0
[8 empty] | 284.1 | 273 | 1.3 | 10 | Floater | No | 0 | 4.053e-05 | 0 | 0 | 1770000000 | 1770000000 | 1637000000 | 1637000000 | 0 | 0 | 1362000000 | 1.686e-05 | 8511000000 | 0.65 | N/A | Yes | BEM | Hydrodynamics | (with | Morison | drag) | 0 | 0 | 0 | [9 empty] | 284 | 273 | 221 | 284 | 284 | 1c | 0 | 284 | 2.10E+11 | 8.08E+10 | 7850 | 1.3 | 0.01
[8 empty] | 284.2 | 221 | 1.3 | 10 | Floater | No | 0 | 4.053e-05 | 0 | 0 | 1770000000 | 1770000000 | 1637000000 | 1637000000 | 0 | 0 | 1362000000 | 1.686e-05 | 8511000000 | 0.65 | N/A | Yes | BEM | Hydrodynamics | (with | Morison | drag) | 0 | 0 | 0
[8 empty] | 285.1 | 221 | 1.3 | 10 | Floater | No | 0 | 4.053e-05 | 0 | 0 | 1770000000 | 1770000000 | 1637000000 | 1637000000 | 0 | 0 | 1362000000 | 1.686e-05 | 8511000000 | 0.65 | N/A | Yes | BEM | Hydrodynamics | (with | Morison | drag) | 0 | 0 | 0 | [9 empty] | 285 | 221 | 280 | 285 | 285 | 1c | 0 | 285 | 2.10E+11 | 8.08E+10 | 7850 | 1.3 | 0.01
[8 empty] | 285.2 | 280 | 0.5 | 10 | Floater | No | 0 | 1.539e-05 | 0 | 0 | 97060000 | 97060000 | 621900000 | 621900000 | 0 | 0 | 74690000 | 9.244e-07 | 3233000000 | 0.65 | N/A | Yes | BEM | Hydrodynamics | (with | Morison | drag) | 0 | 0 | 0
[8 empty] | 286.1 | 222 | 1.3 | 10 | Floater | No | 0 | 4.053e-05 | 0 | 0 | 1770000000 | 1770000000 | 1637000000 | 1637000000 | 0 | 0 | 1362000000 | 1.686e-05 | 8511000000 | 0.65 | N/A | Yes | BEM | Hydrodynamics | (with | Morison | drag) | 0 | 0 | 0 | [9 empty] | 286 | 222 | 175 | 286 | 286 | 1c | 0 | 286 | 2.10E+11 | 8.08E+10 | 7850 | 1.3 | 0.01
[8 empty] | 286.2 | 175 | 1.3 | 10 | Floater | No | 0 | 4.053e-05 | 0 | 0 | 1770000000 | 1770000000 | 1637000000 | 1637000000 | 0 | 0 | 1362000000 | 1.686e-05 | 8511000000 | 0.65 | N/A | Yes | BEM | Hydrodynamics | (with | Morison | drag) | 0 | 0 | 0
[8 empty] | 287.1 | 101 | 0.5 | 10 | Floater | No | 0 | 1.539e-05 | 0 | 0 | 97060000 | 97060000 | 621900000 | 621900000 | 0 | 0 | 74690000 | 9.244e-07 | 3233000000 | 0.65 | N/A | Yes | BEM | Hydrodynamics | (with | Morison | drag) | 0 | 0 | 0 | [9 empty] | 287 | 101 | 265 | 287 | 287 | 1c | 0 | 287 | 2.10E+11 | 8.08E+10 | 7850 | 0.5 | 0.01
[8 empty] | 287.2 | 265 | 0.5 | 10 | Floater | No | 0 | 1.539e-05 | 0 | 0 | 97060000 | 97060000 | 621900000 | 621900000 | 0 | 0 | 74690000 | 9.244e-07 | 3233000000 | 0.65 | N/A | Yes | BEM | Hydrodynamics | (with | Morison | drag) | 0 | 0 | 0
[8 empty] | 288.1 | 265 | 0.5 | 10 | Floater | No | 0 | 1.539e-05 | 0 | 0 | 97060000 | 97060000 | 621900000 | 621900000 | 0 | 0 | 74690000 | 9.244e-07 | 3233000000 | 0.65 | N/A | Yes | BEM | Hydrodynamics | (with | Morison | drag) | 0 | 0 | 0 | [9 empty] | 288 | 265 | 278 | 288 | 288 | 1c | 0 | 288 | 2.10E+11 | 8.08E+10 | 7850 | 0.5 | 0.01
[8 empty] | 288.2 | 278 | 0.5 | 10 | Floater | No | 0 | 1.539e-05 | 0 | 0 | 97060000 | 97060000 | 621900000 | 621900000 | 0 | 0 | 74690000 | 9.244e-07 | 3233000000 | 0.65 | N/A | Yes | BEM | Hydrodynamics | (with | Morison | drag) | 0 | 0 | 0
[8 empty] | 289.1 | 266 | 1.3 | 10 | Floater | No | 0 | 4.053e-05 | 0 | 0 | 1770000000 | 1770000000 | 1637000000 | 1637000000 | 0 | 0 | 1362000000 | 1.686e-05 | 8511000000 | 0.65 | N/A | Yes | BEM | Hydrodynamics | (with | Morison | drag) | 0 | 0 | 0 | [9 empty] | 289 | 266 | 274 | 289 | 289 | 1c | 0 | 289 | 2.10E+11 | 8.08E+10 | 7850 | 1.3 | 0.01
[8 empty] | 289.2 | 274 | 1.3 | 10 | Floater | No | 0 | 4.053e-05 | 0 | 0 | 1770000000 | 1770000000 | 1637000000 | 1637000000 | 0 | 0 | 1362000000 | 1.686e-05 | 8511000000 | 0.65 | N/A | Yes | BEM | Hydrodynamics | (with | Morison | drag) | 0 | 0 | 0
[8 empty] | 290.1 | 112 | 0.5 | 10 | Floater | No | 0 | 1.539e-05 | 0 | 0 | 97060000 | 97060000 | 621900000 | 621900000 | 0 | 0 | 74690000 | 9.244e-07 | 3233000000 | 0.65 | N/A | Yes | BEM | Hydrodynamics | (with | Morison | drag) | 0 | 0 | 0 | [9 empty] | 290 | 112 | 267 | 290 | 290 | 1c | 0 | 290 | 2.10E+11 | 8.08E+10 | 7850 | 0.5 | 0.01
[8 empty] | 290.2 | 267 | 0.5 | 10 | Floater | No | 0 | 1.539e-05 | 0 | 0 | 97060000 | 97060000 | 621900000 | 621900000 | 0 | 0 | 74690000 | 9.244e-07 | 3233000000 | 0.65 | N/A | Yes | BEM | Hydrodynamics | (with | Morison | drag) | 0 | 0 | 0
[8 empty] | 291.1 | 267 | 0.5 | 10 | Floater | No | 0 | 1.539e-05 | 0 | 0 | 97060000 | 97060000 | 621900000 | 621900000 | 0 | 0 | 74690000 | 9.244e-07 | 3233000000 | 0.65 | N/A | Yes | BEM | Hydrodynamics | (with | Morison | drag) | 0 | 0 | 0 | [9 empty] | 291 | 267 | 277 | 291 | 291 | 1c | 0 | 291 | 2.10E+11 | 8.08E+10 | 7850 | 0.5 | 0.01
[8 empty] | 291.2 | 277 | 0.5 | 10 | Floater | No | 0 | 1.539e-05 | 0 | 0 | 97060000 | 97060000 | 621900000 | 621900000 | 0 | 0 | 74690000 | 9.244e-07 | 3233000000 | 0.65 | N/A | Yes | BEM | Hydrodynamics | (with | Morison | drag) | 0 | 0 | 0
[8 empty] | 292.1 | 268 | 1.3 | 10 | Floater | No | 0 | 4.053e-05 | 0 | 0 | 1770000000 | 1770000000 | 1637000000 | 1637000000 | 0 | 0 | 1362000000 | 1.686e-05 | 8511000000 | 0.65 | N/A | Yes | BEM | Hydrodynamics | (with | Morison | drag) | 0 | 0 | 0 | [9 empty] | 292 | 268 | 275 | 292 | 292 | 1c | 0 | 292 | 2.10E+11 | 8.08E+10 | 7850 | 1.3 | 0.01
[8 empty] | 292.2 | 275 | 1.3 | 10 | Floater | No | 0 | 4.053e-05 | 0 | 0 | 1770000000 | 1770000000 | 1637000000 | 1637000000 | 0 | 0 | 1362000000 | 1.686e-05 | 8511000000 | 0.65 | N/A | Yes | BEM | Hydrodynamics | (with | Morison | drag) | 0 | 0 | 0
[8 empty] | 293.1 | 119 | 0.5 | 10 | Floater | No | 0 | 1.539e-05 | 0 | 0 | 97060000 | 97060000 | 621900000 | 621900000 | 0 | 0 | 74690000 | 9.244e-07 | 3233000000 | 0.65 | N/A | Yes | BEM | Hydrodynamics | (with | Morison | drag) | 0 | 0 | 0 | [9 empty] | 293 | 119 | 269 | 293 | 293 | 1c | 0 | 293 | 2.10E+11 | 8.08E+10 | 7850 | 0.5 | 0.01
[8 empty] | 293.2 | 269 | 0.5 | 10 | Floater | No | 0 | 1.539e-05 | 0 | 0 | 97060000 | 97060000 | 621900000 | 621900000 | 0 | 0 | 74690000 | 9.244e-07 | 3233000000 | 0.65 | N/A | Yes | BEM | Hydrodynamics | (with | Morison | drag) | 0 | 0 | 0
[8 empty] | 294.1 | 269 | 0.5 | 10 | Floater | No | 0 | 1.539e-05 | 0 | 0 | 97060000 | 97060000 | 621900000 | 621900000 | 0 | 0 | 74690000 | 9.244e-07 | 3233000000 | 0.65 | N/A | Yes | BEM | Hydrodynamics | (with | Morison | drag) | 0 | 0 | 0 | [9 empty] | 294 | 269 | 279 | 294 | 294 | 1c | 0 | 294 | 2.10E+11 | 8.08E+10 | 7850 | 0.5 | 0.01
[8 empty] | 294.2 | 279 | 0.5 | 10 | Floater | No | 0 | 1.539e-05 | 0 | 0 | 97060000 | 97060000 | 621900000 | 621900000 | 0 | 0 | 74690000 | 9.244e-07 | 3233000000 | 0.65 | N/A | Yes | BEM | Hydrodynamics | (with | Morison | drag) | 0 | 0 | 0
[8 empty] | 295.1 | 270 | 1.3 | 10 | Floater | No | 0 | 4.053e-05 | 0 | 0 | 1770000000 | 1770000000 | 1637000000 | 1637000000 | 0 | 0 | 1362000000 | 1.686e-05 | 8511000000 | 0.65 | N/A | Yes | BEM | Hydrodynamics | (with | Morison | drag) | 0 | 0 | 0 | [9 empty] | 295 | 270 | 276 | 295 | 295 | 1c | 0 | 295 | 2.10E+11 | 8.08E+10 | 7850 | 1.3 | 0.01
[8 empty] | 295.2 | 276 | 1.3 | 10 | Floater | No | 0 | 4.053e-05 | 0 | 0 | 1770000000 | 1770000000 | 1637000000 | 1637000000 | 0 | 0 | 1362000000 | 1.686e-05 | 8511000000 | 0.65 | N/A | Yes | BEM | Hydrodynamics | (with | Morison | drag) | 0 | 0 | 0
| 7 | 210000000000 | 80769000000 | 7850 | 4.178 | 0.018 |  | 296.1 | 257 | 4.178 | 18 | Steel | N/A | 0 | 2337.49 | 0 | 0 | 132700000000 | 132700000000 | 12030000000 | 12030000000 | 0 | 0 | 102200000000 | 9924.5 | 62530000000 | 0.65 | N/A | No | BEM | Hydrodynamics | (with | Morison | drag) | 0 | 0 | 0 | [9 empty] | 296 | 257 | 258 | 296 | 296 | 1c | 0 | 296 | 2.10E+11 | 8.08E+10 | 7850 | 4.178 | 0.018
[8 empty] | 296.2 | 258 | 4.178 | 18 | Steel | N/A | 0 | 2256.38 | 0 | 0 | 119400000000 | 119400000000 | 11610000000 | 11610000000 | 0 | 0 | 91880000000 | 8926.8 | 60360000000 | 0.65 | N/A | No | BEM | Hydrodynamics | (with | Morison | drag) | 0 | 0 | 0
| 6 | 210000000000 | 80769000000 | 7850 | 4.0295 | 0.017 |  | 297.1 | 258 | 4.0295 | 17 | Steel | N/A | 0 | 2256.38 | 0 | 0 | 119400000000 | 119400000000 | 11610000000 | 11610000000 | 0 | 0 | 91880000000 | 8926.8 | 60360000000 | 0.65 | N/A | No | BEM | Hydrodynamics | (with | Morison | drag) | 0 | 0 | 0 | [9 empty] | 297 | 258 | 259 | 297 | 297 | 1c | 0 | 297 | 2.10E+11 | 8.08E+10 | 7850 | 4.0295 | 0.017
[8 empty] | 297.2 | 259 | 4.0295 | 17 | Steel | N/A | 0 | 2175.27 | 0 | 0 | 107000000000 | 107000000000 | 11200000000 | 11200000000 | 0 | 0 | 82330000000 | 7998.32 | 58190000000 | 0.65 | N/A | No | BEM | Hydrodynamics | (with | Morison | drag) | 0 | 0 | 0
| 5 | 210000000000 | 80769000000 | 7850 | 3.881 | 0.017 |  | 298.1 | 259 | 3.881 | 17 | Steel | N/A | 0 | 1987.15 | 0 | 0 | 97830000000 | 97830000000 | 10230000000 | 10230000000 | 0 | 0 | 75290000000 | 7314.21 | 53160000000 | 0.65 | N/A | No | BEM | Hydrodynamics | (with | Morison | drag) | 0 | 0 | 0 | [9 empty] | 298 | 259 | 260 | 298 | 298 | 1c | 0 | 298 | 2.10E+11 | 8.08E+10 | 7850 | 3.881 | 0.017
[8 empty] | 298.2 | 260 | 3.881 | 17 | Steel | N/A | 0 | 1913.09 | 0 | 0 | 87300000000 | 87300000000 | 9846000000 | 9846000000 | 0 | 0 | 67180000000 | 6526.55 | 51180000000 | 0.65 | N/A | No | BEM | Hydrodynamics | (with | Morison | drag) | 0 | 0 | 0
| 4 | 210000000000 | 80769000000 | 7850 | 3.7325 | 0.017 |  | 299.1 | 260 | 3.7325 | 17 | Steel | N/A | 0 | 1822.48 | 0 | 0 | 83210000000 | 83210000000 | 9379000000 | 9379000000 | 0 | 0 | 64030000000 | 6220.78 | 48750000000 | 0.65 | N/A | No | BEM | Hydrodynamics | (with | Morison | drag) | 0 | 0 | 0 | [9 empty] | 299 | 260 | 261 | 299 | 299 | 1c | 0 | 299 | 2.10E+11 | 8.08E+10 | 7850 | 3.7325 | 0.017
[8 empty] | 299.2 | 261 | 3.7325 | 17 | Steel | N/A | 0 | 1751.95 | 0 | 0 | 73920000000 | 73920000000 | 9016000000 | 9016000000 | 0 | 0 | 56880000000 | 5526.13 | 46870000000 | 0.65 | N/A | No | BEM | Hydrodynamics | (with | Morison | drag) | 0 | 0 | 0
| 3 | 210000000000 | 80769000000 | 7850 | 3.584 | 0.017 |  | 300.1 | 261 | 3.584 | 17 | Steel | N/A | 0 | 1664.83 | 0 | 0 | 70280000000 | 70280000000 | 8568000000 | 8568000000 | 0 | 0 | 54080000000 | 5254.27 | 44540000000 | 0.65 | N/A | No | BEM | Hydrodynamics | (with | Morison | drag) | 0 | 0 | 0 | [9 empty] | 300 | 261 | 262 | 300 | 300 | 1c | 0 | 300 | 2.10E+11 | 8.08E+10 | 7850 | 3.584 | 0.017
[8 empty] | 300.2 | 262 | 3.584 | 17 | Steel | N/A | 0 | 1603.91 | 0 | 0 | 62840000000 | 62840000000 | 8255000000 | 8255000000 | 0 | 0 | 48360000000 | 4698.38 | 42910000000 | 0.65 | N/A | No | BEM | Hydrodynamics | (with | Morison | drag) | 0 | 0 | 0
| 2 | 210000000000 | 80769000000 | 7850 | 3.4485 | 0.018 |  | 301.1 | 262 | 3.4485 | 18 | Steel | N/A | 0 | 1519.94 | 0 | 0 | 59590000000 | 59590000000 | 7822000000 | 7822000000 | 0 | 0 | 45860000000 | 4454.97 | 40660000000 | 0.65 | N/A | No | BEM | Hydrodynamics | (with | Morison | drag) | 0 | 0 | 0 | [9 empty] | 301 | 262 | 263 | 301 | 301 | 1c | 0 | 301 | 2.10E+11 | 8.08E+10 | 7850 | 3.4485 | 0.018
[8 empty] | 301.2 | 263 | 3.4485 | 18 | Steel | N/A | 0 | 1461.79 | 0 | 0 | 53010000000 | 53010000000 | 7523000000 | 7523000000 | 0 | 0 | 40790000000 | 3962.96 | 39110000000 | 0.65 | N/A | No | BEM | Hydrodynamics | (with | Morison | drag) | 0 | 0 | 0
| 1 | 210000000000 | 80769000000 | 7850 | 3.3131 | 0.018 |  | 302.1 | 263 | 3.3131 | 18 | Steel | N/A | 0 | 1461.79 | 0 | 0 | 53010000000 | 53010000000 | 7523000000 | 7523000000 | 0 | 0 | 40790000000 | 3962.96 | 39110000000 | 0.65 | N/A | No | BEM | Hydrodynamics | (with | Morison | drag) | 0 | 0 | 0 | [9 empty] | 302 | 263 | 264 | 302 | 302 | 1c | 0 | 302 | 2.10E+11 | 8.08E+10 | 7850 | 3.3131 | 0.018
[8 empty] | 302.2 | 264 | 3.3131 | 18 | Steel | N/A | 0 | 1456.9 | 0 | 0 | 52480000000 | 52480000000 | 7498000000 | 7498000000 | 0 | 0 | 40380000000 | 3923.38 | 38970000000 | 0.65 | N/A | No | BEM | Hydrodynamics | (with | Morison | drag) | 0 | 0 | 0
[8 empty] | 303.1 | 271 | 1.3 | 10 | Floater | No | 0 | 4.053e-05 | 0 | 0 | 1770000000 | 1770000000 | 1637000000 | 1637000000 | 0 | 0 | 1362000000 | 1.686e-05 | 8511000000 | 0 | N/A | Yes | BEM | Hydrodynamics | (with | Morison | drag) | 0 | 0 | 0 | [9 empty] | 303 | 271 | 105 | 303 | 303 | 1c | 0 | 303 | 2.10E+11 | 8.08E+10 | 7850 | 1.3 | 0.01
[8 empty] | 303.2 | 105 | 1.3 | 10 | Floater | No | 0 | 4.053e-05 | 0 | 0 | 1770000000 | 1770000000 | 1637000000 | 1637000000 | 0 | 0 | 1362000000 | 1.686e-05 | 8511000000 | 0 | N/A | Yes | BEM | Hydrodynamics | (with | Morison | drag) | 0 | 0 | 0
[8 empty] | 304.1 | 272 | 1.3 | 10 | Floater | No | 0 | 4.053e-05 | 0 | 0 | 1770000000 | 1770000000 | 1637000000 | 1637000000 | 0 | 0 | 1362000000 | 1.686e-05 | 8511000000 | 0 | N/A | Yes | BEM | Hydrodynamics | (with | Morison | drag) | 0 | 0 | 0 | [9 empty] | 304 | 272 | 108 | 304 | 304 | 1c | 0 | 304 | 2.10E+11 | 8.08E+10 | 7850 | 1.3 | 0.01
[8 empty] | 304.2 | 108 | 1.3 | 10 | Floater | No | 0 | 4.053e-05 | 0 | 0 | 1770000000 | 1770000000 | 1637000000 | 1637000000 | 0 | 0 | 1362000000 | 1.686e-05 | 8511000000 | 0 | N/A | Yes | BEM | Hydrodynamics | (with | Morison | drag) | 0 | 0 | 0
[8 empty] | 305.1 | 273 | 1.3 | 10 | Floater | No | 0 | 4.053e-05 | 0 | 0 | 1770000000 | 1770000000 | 1637000000 | 1637000000 | 0 | 0 | 1362000000 | 1.686e-05 | 8511000000 | 0 | N/A | Yes | BEM | Hydrodynamics | (with | Morison | drag) | 0 | 0 | 0 | [9 empty] | 305 | 273 | 115 | 305 | 305 | 1c | 0 | 305 | 2.10E+11 | 8.08E+10 | 7850 | 1.3 | 0.01
[8 empty] | 305.2 | 115 | 1.3 | 10 | Floater | No | 0 | 4.053e-05 | 0 | 0 | 1770000000 | 1770000000 | 1637000000 | 1637000000 | 0 | 0 | 1362000000 | 1.686e-05 | 8511000000 | 0 | N/A | Yes | BEM | Hydrodynamics | (with | Morison | drag) | 0 | 0 | 0
[8 empty] | 306.1 | 274 | 1.3 | 10 | Floater | No | 0 | 4.053e-05 | 0 | 0 | 1770000000 | 1770000000 | 1637000000 | 1637000000 | 0 | 0 | 1362000000 | 1.686e-05 | 8511000000 | 0 | N/A | Yes | BEM | Hydrodynamics | (with | Morison | drag) | 0 | 0 | 0 | [9 empty] | 306 | 274 | 161 | 306 | 306 | 1c | 0 | 306 | 2.10E+11 | 8.08E+10 | 7850 | 1.3 | 0.01
[8 empty] | 306.2 | 161 | 1.3 | 10 | Floater | No | 0 | 4.053e-05 | 0 | 0 | 1770000000 | 1770000000 | 1637000000 | 1637000000 | 0 | 0 | 1362000000 | 1.686e-05 | 8511000000 | 0 | N/A | Yes | BEM | Hydrodynamics | (with | Morison | drag) | 0 | 0 | 0
[8 empty] | 307.1 | 275 | 1.3 | 10 | Floater | No | 0 | 4.053e-05 | 0 | 0 | 1770000000 | 1770000000 | 1637000000 | 1637000000 | 0 | 0 | 1362000000 | 1.686e-05 | 8511000000 | 0 | N/A | Yes | BEM | Hydrodynamics | (with | Morison | drag) | 0 | 0 | 0 | [9 empty] | 307 | 275 | 172 | 307 | 307 | 1c | 0 | 307 | 2.10E+11 | 8.08E+10 | 7850 | 1.3 | 0.01
[8 empty] | 307.2 | 172 | 1.3 | 10 | Floater | No | 0 | 4.053e-05 | 0 | 0 | 1770000000 | 1770000000 | 1637000000 | 1637000000 | 0 | 0 | 1362000000 | 1.686e-05 | 8511000000 | 0 | N/A | Yes | BEM | Hydrodynamics | (with | Morison | drag) | 0 | 0 | 0
[8 empty] | 308.1 | 276 | 1.3 | 10 | Floater | No | 0 | 4.053e-05 | 0 | 0 | 1770000000 | 1770000000 | 1637000000 | 1637000000 | 0 | 0 | 1362000000 | 1.686e-05 | 8511000000 | 0 | N/A | Yes | BEM | Hydrodynamics | (with | Morison | drag) | 0 | 0 | 0 | [9 empty] | 308 | 276 | 179 | 308 | 308 | 1c | 0 | 308 | 2.10E+11 | 8.08E+10 | 7850 | 1.3 | 0.01
[8 empty] | 308.2 | 179 | 1.3 | 10 | Floater | No | 0 | 4.053e-05 | 0 | 0 | 1770000000 | 1770000000 | 1637000000 | 1637000000 | 0 | 0 | 1362000000 | 1.686e-05 | 8511000000 | 0 | N/A | Yes | BEM | Hydrodynamics | (with | Morison | drag) | 0 | 0 | 0
[8 empty] | 309.1 | 277 | 0.5 | 10 | Floater | No | 0 | 1.539e-05 | 0 | 0 | 97060000 | 97060000 | 621900000 | 621900000 | 0 | 0 | 74690000 | 9.244e-07 | 3233000000 | 0 | N/A | Yes | BEM | Hydrodynamics | (with | Morison | drag) | 0 | 0 | 0 | [9 empty] | 309 | 277 | 268 | 309 | 309 | 1c | 0 | 309 | 2.10E+11 | 8.08E+10 | 7850 | 0.5 | 0.01
[8 empty] | 309.2 | 268 | 1.3 | 10 | Floater | No | 0 | 4.053e-05 | 0 | 0 | 1770000000 | 1770000000 | 1637000000 | 1637000000 | 0 | 0 | 1362000000 | 1.686e-05 | 8511000000 | 0 | N/A | Yes | BEM | Hydrodynamics | (with | Morison | drag) | 0 | 0 | 0
[8 empty] | 310.1 | 278 | 0.5 | 10 | Floater | No | 0 | 1.539e-05 | 0 | 0 | 97060000 | 97060000 | 621900000 | 621900000 | 0 | 0 | 74690000 | 9.244e-07 | 3233000000 | 0 | N/A | Yes | BEM | Hydrodynamics | (with | Morison | drag) | 0 | 0 | 0 | [9 empty] | 310 | 278 | 266 | 310 | 310 | 1c | 0 | 310 | 2.10E+11 | 8.08E+10 | 7850 | 0.5 | 0.01
[8 empty] | 310.2 | 266 | 1.3 | 10 | Floater | No | 0 | 4.053e-05 | 0 | 0 | 1770000000 | 1770000000 | 1637000000 | 1637000000 | 0 | 0 | 1362000000 | 1.686e-05 | 8511000000 | 0 | N/A | Yes | BEM | Hydrodynamics | (with | Morison | drag) | 0 | 0 | 0
[8 empty] | 311.1 | 279 | 0.5 | 10 | Floater | No | 0 | 1.539e-05 | 0 | 0 | 97060000 | 97060000 | 621900000 | 621900000 | 0 | 0 | 74690000 | 9.244e-07 | 3233000000 | 0 | N/A | Yes | BEM | Hydrodynamics | (with | Morison | drag) | 0 | 0 | 0 | [9 empty] | 311 | 279 | 270 | 311 | 311 | 1c | 0 | 311 | 2.10E+11 | 8.08E+10 | 7850 | 0.5 | 0.01
[8 empty] | 311.2 | 270 | 1.3 | 10 | Floater | No | 0 | 4.053e-05 | 0 | 0 | 1770000000 | 1770000000 | 1637000000 | 1637000000 | 0 | 0 | 1362000000 | 1.686e-05 | 8511000000 | 0 | N/A | Yes | BEM | Hydrodynamics | (with | Morison | drag) | 0 | 0 | 0
[8 empty] | 312.1 | 280 | 0.5 | 10 | Floater | No | 0 | 1.539e-05 | 0 | 0 | 97060000 | 97060000 | 621900000 | 621900000 | 0 | 0 | 74690000 | 9.244e-07 | 3233000000 | 0 | N/A | Yes | BEM | Hydrodynamics | (with | Morison | drag) | 0 | 0 | 0 | [9 empty] | 312 | 280 | 281 | 312 | 312 | 1c | 0 | 312 | 2.10E+11 | 8.08E+10 | 7850 | 0.5 | 0.01
[8 empty] | 312.2 | 281 | 0.5 | 10 | Floater | No | 0 | 1.539e-05 | 0 | 0 | 97060000 | 97060000 | 621900000 | 621900000 | 0 | 0 | 74690000 | 9.244e-07 | 3233000000 | 0 | N/A | Yes | BEM | Hydrodynamics | (with | Morison | drag) | 0 | 0 | 0
[8 empty] | 313.1 | 281 | 0.5 | 10 | Floater | No | 0 | 1.539e-05 | 0 | 0 | 97060000 | 97060000 | 621900000 | 621900000 | 0 | 0 | 74690000 | 9.244e-07 | 3233000000 | 0 | N/A | Yes | BEM | Hydrodynamics | (with | Morison | drag) | 0 | 0 | 0 | [9 empty] | 313 | 281 | 222 | 313 | 313 | 1c | 0 | 313 | 2.10E+11 | 8.08E+10 | 7850 | 0.5 | 0.01
[8 empty] | 313.2 | 222 | 1.3 | 10 | Floater | No | 0 | 4.053e-05 | 0 | 0 | 1770000000 | 1770000000 | 1637000000 | 1637000000 | 0 | 0 | 1362000000 | 1.686e-05 | 8511000000 | 0 | N/A | Yes | BEM | Hydrodynamics | (with | Morison | drag) | 0 | 0 | 0
[8 empty] | 314.1 | 282 | 0.5 | 10 | Floater | No | 0 | 1.539e-05 | 0 | 0 | 97060000 | 97060000 | 621900000 | 621900000 | 0 | 0 | 74690000 | 9.244e-07 | 3233000000 | 0 | N/A | Yes | BEM | Hydrodynamics | (with | Morison | drag) | 0 | 0 | 0 | [9 empty] | 314 | 282 | 283 | 314 | 314 | 1c | 0 | 314 | 2.10E+11 | 8.08E+10 | 7850 | 0.5 | 0.01
[8 empty] | 314.2 | 283 | 0.5 | 10 | Floater | No | 0 | 1.539e-05 | 0 | 0 | 97060000 | 97060000 | 621900000 | 621900000 | 0 | 0 | 74690000 | 9.244e-07 | 3233000000 | 0 | N/A | Yes | BEM | Hydrodynamics | (with | Morison | drag) | 0 | 0 | 0
[8 empty] | 315.1 | 283 | 0.5 | 10 | Floater | No | 0 | 1.539e-05 | 0 | 0 | 97060000 | 97060000 | 621900000 | 621900000 | 0 | 0 | 74690000 | 9.244e-07 | 3233000000 | 0 | N/A | Yes | BEM | Hydrodynamics | (with | Morison | drag) | 0 | 0 | 0 | [9 empty] | 315 | 283 | 220 | 315 | 315 | 1c | 0 | 315 | 2.10E+11 | 8.08E+10 | 7850 | 0.5 | 0.01
[8 empty] | 315.2 | 220 | 1.3 | 10 | Floater | No | 0 | 4.053e-05 | 0 | 0 | 1770000000 | 1770000000 | 1637000000 | 1637000000 | 0 | 0 | 1362000000 | 1.686e-05 | 8511000000 | 0 | N/A | Yes | BEM | Hydrodynamics | (with | Morison | drag) | 0 | 0 | 0
[8 empty] | 316.1 | 284 | 0.5 | 10 | Floater | No | 0 | 1.539e-05 | 0 | 0 | 97060000 | 97060000 | 621900000 | 621900000 | 0 | 0 | 74690000 | 9.244e-07 | 3233000000 | 0 | N/A | Yes | BEM | Hydrodynamics | (with | Morison | drag) | 0 | 0 | 0 | [9 empty] | 316 | 284 | 285 | 316 | 316 | 1c | 0 | 316 | 2.10E+11 | 8.08E+10 | 7850 | 0.5 | 0.01
[8 empty] | 316.2 | 285 | 0.5 | 10 | Floater | No | 0 | 1.539e-05 | 0 | 0 | 97060000 | 97060000 | 621900000 | 621900000 | 0 | 0 | 74690000 | 9.244e-07 | 3233000000 | 0 | N/A | Yes | BEM | Hydrodynamics | (with | Morison | drag) | 0 | 0 | 0
[8 empty] | 317.1 | 285 | 0.5 | 10 | Floater | No | 0 | 1.539e-05 | 0 | 0 | 97060000 | 97060000 | 621900000 | 621900000 | 0 | 0 | 74690000 | 9.244e-07 | 3233000000 | 0 | N/A | Yes | BEM | Hydrodynamics | (with | Morison | drag) | 0 | 0 | 0 | [9 empty] | 317 | 285 | 218 | 317 | 317 | 1c | 0 | 317 | 2.10E+11 | 8.08E+10 | 7850 | 0.5 | 0.01
[8 empty] | 317.2 | 218 | 1.3 | 10 | Floater | No | 0 | 4.053e-05 | 0 | 0 | 1770000000 | 1770000000 | 1637000000 | 1637000000 | 0 | 0 | 1362000000 | 1.686e-05 | 8511000000 | 0 | N/A | Yes | BEM | Hydrodynamics | (with | Morison | drag) | 0 | 0 | 0